## macro_results
LCOW | Energy Consumption | Volumetric Recovery | Total membrane area | Average cp (TDS) | Total pressure drop | Average K (TDS) | Average f | Average Re | Average Sh | Average Pn | Operating pressure | Outlet bulk concentration | Outlet interface concentration | Membrane area list | cp (TDS) list | Pressure drop list | K (TDS) list | f list | Re list | Sh (TDS) list | Pn list | Inlet velocity list | Outlet velocity list | Number of pressure vessels list | Recovery list | Channel height list | Length list | Porosity list | Sh_improvement_list | f_improvement_list | k_error_list | f_error_list | correlation | nfe | model | solve
0.26739 | 0.99366 | 0.85 | 78107.0871 | 1.2285 | -226311.4336 | 3.8631e-05 | 2.5713 | 99.9433 | 23.893 | 1292868.0241 | 2768209.5462 | 33.0538 | 33.7058 | [39053.54353846154, 26035.695692307694, 13017.847846153845] | [1.4511604426830926, 1.1950403056062273, 1.0392817633015858] | [-101520.83160980207, -51400.92240564221, -73389.67954070438] | [4.275547856121442e-05, 3.45820349600329e-05, 3.8555515730882316e-05] | [2.0391868884205526, 3.227192999233552, 2.447662910766403] | [132.45438950189694, 72.19259984746307, 95.18301925560505] | [26.232481417796198, 21.4379424192584, 24.008479576521424] | [2301986.7217468866, 575651.2837615735, 1000966.066679291] | [0.20000000113050043, 0.10271682088512629, 0.10244567033931927] | [0.06847788059008418, 0.051222835169659635, 0.09004632903123941] | [180, 120.0, 60.0] | [0.6576378032256872, 0.5014358334035045, 0.12109375765799803] | [0.0008636, 0.0008636, 0.0008636] | [6, 6, 6] | [0.85, 0.85, 0.85] | [1, 1, 1] | [1, 1, 1] | [None, None, None] | [None, None, None] | guillen | 60 | bwro_321 | recovery_0.85_simulation
0.27154 | 1.0117 | 0.85 | 78107.0871 | 1.313 | -160633.8478 | 2.906e-05 | 1.5996 | 101.3532 | 17.9563 | 977677.6801 | 2824183.8435 | 33.0393 | 34.4787 | [39053.54353846154, 26035.695692307694, 13017.847846153845] | [1.5557128807510632, 1.3067947941289224, 1.076446539157993] | [-79828.79885866966, -30986.912687079148, -49818.136274484394] | [3.656077754391707e-05, 2.2305944551785773e-05, 2.8314181594780266e-05] | [1.4793852273361854, 1.7330495814986349, 1.5864970536004013] | [131.78883873322766, 74.78713811957147, 97.4835796295545] | [22.42360605041591, 13.818467403570256, 17.626892439385607] | [1866290.8359616138, 367164.47367644287, 699577.7306492556] | [0.20000000113050043, 0.10449852741056648, 0.10751493925239593] | [0.06966568494037764, 0.053757469626197964, 0.09004628191634767] | [180, 120.0, 60.0] | [0.6516980661074135, 0.48567245792868713, 0.16255461038164737] | [0.0008636, 0.0008636, 0.0008636] | [6, 6, 6] | [0.85, 0.85, 0.85] | [1, 1, 1] | [1, 1, 1] | [None, None, None] | [None, None, None] | schock | 60 | bwro_321 | recovery_0.85_simulation
0.25111 | 0.91809 | 0.85 | 78107.0871 | 1.063 | -111948.6427 | 0.00012236 | 1.1571 | 98.3218 | 75.6778 | 688373.0895 | 2575716.1364 | 33.0799 | 33.2313 | [39053.54353846154, 26035.69569230769, 13017.847846153847] | [1.1214032571938464, 1.058943247735947, 1.0086127203119004] | [-59348.488987850884, -19118.37562100554, -33481.77805657515] | [0.00014225454628376773, 0.00010316489038868447, 0.00012167349983002584] | [1.0751532355659235, 1.2474307544758219, 1.1485954785634596] | [132.4785683659994, 68.8155995952088, 93.67116527236345] | [87.27084842153278, 63.98509229021065, 75.77756673585924] | [1406127.043722809, 210371.74961540088, 448620.4750227307] | [0.20000000113050043, 0.09982453857779032, 0.09882702182890475] | [0.06654969238519352, 0.049413510914452376, 0.09004641403009561] | [180, 120.0, 60.0] | [0.6672799732102156, 0.5051209033596108, 0.08889367322346803] | [0.0008636, 0.0008636, 0.0008636] | [6, 6, 6] | [0.85, 0.85, 0.85] | [1, 1, 1] | [1, 1, 1] | [None, None, None] | [None, None, None] | dacosta | 60 | bwro_321 | recovery_0.85_simulation
0.26682 | 0.9917 | 0.85 | 78107.0871 | 1.1447 | -277277.8706 | 5.61e-05 | 2.8244 | 97.9692 | 34.6937 | 1712646.86 | 2757489.3939 | 33.0632 | 33.4047 | [39053.54353846154, 26035.69569230769, 13017.847846153847] | [1.2812001039512835, 1.1315658294406754, 1.0214165893316847] | [-148704.1655436364, -45943.076972883464, -82630.62812335115] | [6.602866648287411e-05, 4.636745150501652e-05, 5.590488675505222e-05] | [2.7116167887960883, 2.9490038781521575, 2.8125783531976314] | [130.70288890322777, 69.1429135480017, 94.0616947594343] | [40.50996334743006, 28.755369804232945, 34.81575192421845] | [3518171.481561488, 507062.05851791636, 1112707.0398699942] | [0.20000000113050043, 0.09873786877455909, 0.09999866235901662] | [0.06582524584970605, 0.04999933117950831, 0.0900463596240389] | [180, 120.0, 60.0] | [0.6709026422379402, 0.49373693112498723, 0.09957486106023196] | [0.0008636, 0.0008636, 0.0008636] | [6, 6, 6] | [0.85, 0.85, 0.85] | [1, 1, 1] | [1, 1, 1] | [None, None, None] | [None, None, None] | koustou | 60 | bwro_321 | recovery_0.85_simulation
0.2578 | 0.94916 | 0.85 | 78107.0871 | 1.1239 | -158633.9328 | 6.5315e-05 | 1.6121 | 98.9547 | 40.3923 | 977786.3928 | 2654910.2484 | 33.07 | 33.399 | [39053.54353846154, 26035.695692307694, 13017.847846153845] | [1.238481957011982, 1.1137385168685665, 1.0193691732208334] | [-83806.88442889256, -27458.869743145508, -47368.178629199545] | [7.559004574246567e-05, 5.543826871396414e-05, 6.491759921757247e-05] | [1.5151860277910638, 1.717818984102052, 1.6033490054072295] | [132.26864814559121, 70.24972517442752, 94.34567623905852] | [46.3736985880693, 34.375645330100475, 40.42755063787773] | [1984873.623285156, 308463.4097622391, 640022.1452844936] | [0.20000000113050043, 0.1008906330550209, 0.10049291549097635] | [0.06726042203668059, 0.05024645774548817, 0.09004638200268371] | [180, 120.0, 60.0] | [0.6637258637662746, 0.5020915194628743, 0.10400556050811127] | [0.0008636, 0.0008636, 0.0008636] | [6, 6, 6] | [0.85, 0.85, 0.85] | [1, 1, 1] | [1, 1, 1] | [None, None, None] | [None, None, None] | kuroda | 60 | bwro_321 | recovery_0.85_simulation

## guillen_micro_trend
global_length_domain | velocity | Re | Sh | cp_modulus | K | deltaP | f | Pn | outlet_conc_interface
0.1 | 0.19728 | 201.4514 | 31.0511 | 1.4799 | 5.0782e-05 | -28856.1836 | 1.3597 | 5557988.5733 | 7.5017
0.2 | 0.19456 | 198.6654 | 30.8977 | 1.48 | 5.0527e-05 | -28342.0907 | 1.3729 | 5382231.6078 | 7.6066
0.3 | 0.19187 | 195.8929 | 30.7437 | 1.4801 | 5.0271e-05 | -27833.8257 | 1.3863 | 5210715.7166 | 7.7138
0.4 | 0.18918 | 193.1343 | 30.5891 | 1.4802 | 5.0014e-05 | -27331.3991 | 1.4001 | 5043384.3061 | 7.8234
0.5 | 0.18651 | 190.3899 | 30.4338 | 1.4802 | 4.9756e-05 | -26834.8207 | 1.4143 | 4880180.4653 | 7.9354
0.6 | 0.18386 | 187.6596 | 30.278 | 1.4802 | 4.9497e-05 | -26344.0119 | 1.4287 | 4721018.7752 | 8.0499
0.7 | 0.18121 | 184.9435 | 30.1215 | 1.4802 | 4.9237e-05 | -25858.9843 | 1.4436 | 4565843.8916 | 8.167
0.8 | 0.17858 | 182.2423 | 29.9645 | 1.4802 | 4.8976e-05 | -25379.7488 | 1.4587 | 4414600.1521 | 8.2868
0.9 | 0.17597 | 179.5556 | 29.8068 | 1.4801 | 4.8713e-05 | -24906.2309 | 1.4743 | 4267205.4833 | 8.4093
1 | 0.17337 | 176.8838 | 29.6485 | 1.48 | 4.845e-05 | -24438.4432 | 1.4902 | 4123605.6828 | 8.5346
1.1 | 0.17078 | 174.2274 | 29.4896 | 1.4799 | 4.8186e-05 | -23976.3975 | 1.5065 | 3983746.2296 | 8.6627
1.2 | 0.16821 | 171.5862 | 29.3301 | 1.4797 | 4.7921e-05 | -23520.0237 | 1.5232 | 3847548.1885 | 8.7938
1.3 | 0.16566 | 168.9606 | 29.17 | 1.4795 | 4.7654e-05 | -23069.3351 | 1.5404 | 3714958.3976 | 8.9279
1.4 | 0.16312 | 166.351 | 29.0093 | 1.4793 | 4.7387e-05 | -22624.3446 | 1.558 | 3585923.3773 | 9.0651
1.5 | 0.1606 | 163.7573 | 28.848 | 1.479 | 4.7118e-05 | -22184.986 | 1.576 | 3460367.1329 | 9.2055
1.6 | 0.15809 | 161.1799 | 28.6861 | 1.4786 | 4.6849e-05 | -21751.2736 | 1.5945 | 3338237.4483 | 9.3491
1.7 | 0.1556 | 158.6192 | 28.5237 | 1.4782 | 4.6579e-05 | -21323.2211 | 1.6134 | 3219481.7928 | 9.496
1.8 | 0.15312 | 156.0753 | 28.3606 | 1.4778 | 4.6307e-05 | -20900.7662 | 1.6329 | 3104026.9241 | 9.6463
1.9 | 0.15066 | 153.5484 | 28.197 | 1.4773 | 4.6035e-05 | -20483.9241 | 1.6528 | 2991821.4852 | 9.8001
2 | 0.14822 | 151.0391 | 28.0328 | 1.4767 | 4.5761e-05 | -20072.7091 | 1.6733 | 2882813.8094 | 9.9575
2.1 | 0.1458 | 148.5473 | 27.868 | 1.4761 | 4.5487e-05 | -19667.0628 | 1.6943 | 2776933.2291 | 10.1185
2.2 | 0.14339 | 146.0735 | 27.7027 | 1.4754 | 4.5212e-05 | -19267.0011 | 1.7159 | 2674129.1682 | 10.2833
2.3 | 0.141 | 143.6182 | 27.5369 | 1.4747 | 4.4935e-05 | -18872.5389 | 1.7381 | 2574350.7472 | 10.4518
2.4 | 0.13863 | 141.1813 | 27.3706 | 1.4739 | 4.4658e-05 | -18483.6213 | 1.7608 | 2477529.7077 | 10.6243
2.5 | 0.13628 | 138.7634 | 27.2037 | 1.473 | 4.438e-05 | -18100.2647 | 1.7842 | 2383616.1851 | 10.8008
2.6 | 0.13394 | 136.3648 | 27.0364 | 1.472 | 4.4101e-05 | -17722.4846 | 1.8082 | 2292560.021 | 10.9813
2.7 | 0.13163 | 133.9858 | 26.8685 | 1.4709 | 4.3822e-05 | -17350.2293 | 1.8328 | 2204295.2128 | 11.166
2.8 | 0.12933 | 131.6267 | 26.7002 | 1.4698 | 4.3541e-05 | -16983.5157 | 1.8582 | 2118772.5493 | 11.3549
2.9 | 0.12706 | 129.288 | 26.5315 | 1.4686 | 4.326e-05 | -16622.3593 | 1.8842 | 2035942.5389 | 11.5481
3 | 0.1248 | 126.9699 | 26.3624 | 1.4672 | 4.2978e-05 | -16266.7116 | 1.9109 | 1955741.2955 | 11.7457
3.1 | 0.12257 | 124.6729 | 26.1928 | 1.4658 | 4.2695e-05 | -15916.5892 | 1.9384 | 1878120.2169 | 11.9477
3.2 | 0.12035 | 122.3974 | 26.0229 | 1.4643 | 4.2412e-05 | -15572.0079 | 1.9666 | 1803030.4377 | 12.1543
3.3 | 0.11816 | 120.1437 | 25.8527 | 1.4626 | 4.2128e-05 | -15232.9216 | 1.9956 | 1730410.066 | 12.3655
3.4 | 0.11599 | 117.9121 | 25.6821 | 1.4609 | 4.1843e-05 | -14899.3468 | 2.0254 | 1660211.0796 | 12.5814
3.5 | 0.11384 | 115.7034 | 25.5113 | 1.459 | 4.1558e-05 | -14571.2984 | 2.0561 | 1592385.2158 | 12.802
3.6 | 0.11171 | 113.5175 | 25.3402 | 1.457 | 4.1272e-05 | -14248.7329 | 2.0876 | 1526872.4743 | 13.0273
3.7 | 0.10961 | 111.3552 | 25.1688 | 1.4549 | 4.0986e-05 | -13931.6657 | 2.12 | 1463625.4024 | 13.2576
3.8 | 0.10753 | 109.2168 | 24.9973 | 1.4527 | 4.07e-05 | -13620.1107 | 2.1532 | 1402596.337 | 13.4927
3.9 | 0.10547 | 107.1026 | 24.8257 | 1.4503 | 4.0414e-05 | -13314.0261 | 2.1875 | 1343727.0892 | 13.7327
4 | 0.10344 | 105.0132 | 24.654 | 1.4478 | 4.0127e-05 | -13013.4259 | 2.2226 | 1286970.7888 | 13.9777
4.1 | 0.10143 | 102.949 | 24.4822 | 1.4451 | 3.984e-05 | -12718.3222 | 2.2588 | 1232280.3922 | 14.2276
4.2 | 0.099447 | 100.9104 | 24.3104 | 1.4423 | 3.9553e-05 | -12428.6742 | 2.2959 | 1179599.4687 | 14.4826
4.3 | 0.097489 | 98.8978 | 24.1386 | 1.4394 | 3.9266e-05 | -12144.4937 | 2.3341 | 1128881.7694 | 14.7425
4.4 | 0.095557 | 96.9118 | 23.9669 | 1.4363 | 3.8979e-05 | -11865.7905 | 2.3733 | 1080080.918 | 15.0074
4.5 | 0.093651 | 94.9525 | 23.7954 | 1.433 | 3.8693e-05 | -11592.5239 | 2.4136 | 1033142.2195 | 15.2774
4.6 | 0.091771 | 93.0207 | 23.6241 | 1.4296 | 3.8406e-05 | -11324.7026 | 2.455 | 988020.1148 | 15.5522
4.7 | 0.089919 | 91.1168 | 23.4531 | 1.426 | 3.812e-05 | -11062.3331 | 2.4976 | 944668.9742 | 15.832
4.8 | 0.088094 | 89.2409 | 23.2823 | 1.4222 | 3.7835e-05 | -10805.3739 | 2.5412 | 903035.8495 | 16.1166
4.9 | 0.086297 | 87.3937 | 23.112 | 1.4183 | 3.755e-05 | -10553.8298 | 2.5861 | 863075.9735 | 16.4059
5 | 0.084529 | 85.5757 | 22.9421 | 1.4142 | 3.7266e-05 | -10307.7027 | 2.6321 | 824744.5763 | 16.7
5.1 | 0.082788 | 83.787 | 22.7727 | 1.41 | 3.6983e-05 | -10066.9495 | 2.6793 | 787990.5038 | 16.9987
5.2 | 0.081077 | 82.0281 | 22.604 | 1.4055 | 3.6701e-05 | -9831.5698 | 2.7277 | 752769.9183 | 17.3018
5.3 | 0.079396 | 80.2996 | 22.4359 | 1.4009 | 3.642e-05 | -9601.56 | 2.7774 | 719039.0581 | 17.6092
5.4 | 0.077744 | 78.6017 | 22.2686 | 1.3961 | 3.614e-05 | -9376.8742 | 2.8283 | 686748.6481 | 17.9209
5.5 | 0.076123 | 76.9347 | 22.1021 | 1.3912 | 3.5861e-05 | -9157.5056 | 2.8805 | 655855.9527 | 18.2366
5.6 | 0.074532 | 75.2991 | 21.9365 | 1.386 | 3.5584e-05 | -8943.4441 | 2.934 | 626318.4009 | 18.556
5.7 | 0.072971 | 73.695 | 21.7719 | 1.3807 | 3.5309e-05 | -8734.6395 | 2.9887 | 598088.7173 | 18.8791
5.8 | 0.071442 | 72.1229 | 21.6084 | 1.3753 | 3.5035e-05 | -8531.0777 | 3.0447 | 571125.4726 | 19.2056
5.9 | 0.069944 | 70.583 | 21.446 | 1.3696 | 3.4764e-05 | -8332.741 | 3.1019 | 545387.5 | 19.5353
6 | 0.068478 | 69.0755 | 21.285 | 1.3638 | 3.4494e-05 | -8139.5737 | 3.1605 | 520829.6746 | 19.8678
6.1 | 0.10122 | 102.0708 | 24.5015 | 1.3177 | 3.97e-05 | -12800.4195 | 2.2746 | 1209425.1607 | 19.4797
6.2 | 0.099739 | 100.5521 | 24.3736 | 1.3141 | 3.9486e-05 | -12584.6184 | 2.3026 | 1170477.4164 | 19.7126
6.3 | 0.098285 | 99.057 | 24.2466 | 1.3103 | 3.9274e-05 | -12373.1579 | 2.331 | 1132848.262 | 19.947
6.4 | 0.096854 | 97.5858 | 24.1204 | 1.3066 | 3.9063e-05 | -12166.0175 | 2.3598 | 1096504.4961 | 20.1825
6.5 | 0.095446 | 96.1385 | 23.9951 | 1.3027 | 3.8853e-05 | -11963.175 | 2.389 | 1061413.1396 | 20.4191
6.6 | 0.094062 | 94.7152 | 23.8707 | 1.2988 | 3.8645e-05 | -11764.571 | 2.4186 | 1027535.521 | 20.6567
6.7 | 0.092701 | 93.3159 | 23.7473 | 1.2949 | 3.8438e-05 | -11570.1818 | 2.4486 | 994839.8075 | 20.8952
6.8 | 0.091364 | 91.9407 | 23.6249 | 1.2909 | 3.8234e-05 | -11379.9815 | 2.4789 | 963294.4282 | 21.1344
6.9 | 0.09005 | 90.5897 | 23.5035 | 1.2868 | 3.803e-05 | -11193.9097 | 2.5096 | 932862.7666 | 21.3743
7 | 0.088759 | 89.2627 | 23.3831 | 1.2827 | 3.7829e-05 | -11011.9388 | 2.5407 | 903514.4204 | 21.6147
7.1 | 0.087492 | 87.9601 | 23.2639 | 1.2785 | 3.763e-05 | -10834.0396 | 2.5721 | 875219.2866 | 21.8554
7.2 | 0.086249 | 86.6815 | 23.1457 | 1.2743 | 3.7432e-05 | -10660.1501 | 2.6039 | 847942.8098 | 22.0963
7.3 | 0.085029 | 85.4271 | 23.0288 | 1.27 | 3.7236e-05 | -10490.2393 | 2.6359 | 821656.0767 | 22.3374
7.4 | 0.083833 | 84.1969 | 22.9131 | 1.2657 | 3.7043e-05 | -10324.2743 | 2.6683 | 796330.5079 | 22.5784
7.5 | 0.08266 | 82.9907 | 22.7985 | 1.2614 | 3.6851e-05 | -10162.1916 | 2.701 | 771933.6124 | 22.8192
7.6 | 0.08151 | 81.8086 | 22.6853 | 1.257 | 3.6662e-05 | -10003.9568 | 2.7339 | 748438.0177 | 23.0597
7.7 | 0.080384 | 80.6506 | 22.5734 | 1.2526 | 3.6475e-05 | -9849.5332 | 2.7672 | 725816.7163 | 23.2997
7.8 | 0.079281 | 79.5163 | 22.4627 | 1.2482 | 3.629e-05 | -9698.8561 | 2.8006 | 704039.2798 | 23.5391
7.9 | 0.078201 | 78.4059 | 22.3535 | 1.2438 | 3.6107e-05 | -9551.8874 | 2.8344 | 683079.9188 | 23.7778
8 | 0.077145 | 77.3193 | 22.2456 | 1.2393 | 3.5927e-05 | -9408.5871 | 2.8683 | 662913.2357 | 24.0155
8.1 | 0.076111 | 76.2562 | 22.1392 | 1.2348 | 3.5749e-05 | -9268.8892 | 2.9024 | 643510.8539 | 24.2522
8.2 | 0.0751 | 75.2166 | 22.0342 | 1.2303 | 3.5574e-05 | -9132.7521 | 2.9367 | 624848.5979 | 24.4877
8.3 | 0.074112 | 74.2003 | 21.9307 | 1.2258 | 3.5401e-05 | -9000.133 | 2.9712 | 606902.705 | 24.7219
8.4 | 0.073146 | 73.2071 | 21.8286 | 1.2213 | 3.523e-05 | -8870.9643 | 3.0058 | 589646.8289 | 24.9546
8.5 | 0.072203 | 72.2369 | 21.7281 | 1.2167 | 3.5062e-05 | -8745.2017 | 3.0405 | 573058.4245 | 25.1856
8.6 | 0.071282 | 71.2896 | 21.6292 | 1.2122 | 3.4897e-05 | -8622.7993 | 3.0754 | 557115.374 | 25.4149
8.7 | 0.070383 | 70.3648 | 21.5318 | 1.2077 | 3.4734e-05 | -8503.6888 | 3.1103 | 541793.3278 | 25.6424
8.8 | 0.069505 | 69.4624 | 21.436 | 1.2032 | 3.4575e-05 | -8387.8232 | 3.1452 | 527071.3715 | 25.8678
8.9 | 0.068649 | 68.5822 | 21.3418 | 1.1987 | 3.4417e-05 | -8275.154 | 3.1802 | 512929.0263 | 26.0911
9 | 0.067815 | 67.7239 | 21.2492 | 1.1942 | 3.4263e-05 | -8165.6126 | 3.2152 | 499343.8919 | 26.3121
9.1 | 0.067002 | 66.8872 | 21.1582 | 1.1898 | 3.4111e-05 | -8059.1495 | 3.2501 | 486296.6684 | 26.5307
9.2 | 0.066209 | 66.0721 | 21.0689 | 1.1854 | 3.3962e-05 | -7955.7144 | 3.2851 | 473768.4937 | 26.7469
9.3 | 0.065437 | 65.278 | 20.9812 | 1.181 | 3.3816e-05 | -7855.2383 | 3.3199 | 461738.8556 | 26.9604
9.4 | 0.064685 | 64.5048 | 20.8952 | 1.1766 | 3.3672e-05 | -7757.6702 | 3.3547 | 450190.0365 | 27.1713
9.5 | 0.063954 | 63.7523 | 20.8108 | 1.1723 | 3.3532e-05 | -7662.9581 | 3.3893 | 439104.7518 | 27.3793
9.6 | 0.063242 | 63.02 | 20.7281 | 1.168 | 3.3394e-05 | -7571.0334 | 3.4238 | 428464.3035 | 27.5845
9.7 | 0.062549 | 62.3077 | 20.6471 | 1.1637 | 3.3259e-05 | -7481.8437 | 3.4581 | 418252.5078 | 27.7867
9.8 | 0.061876 | 61.6151 | 20.5678 | 1.1595 | 3.3127e-05 | -7395.3363 | 3.4923 | 408453.6045 | 27.9859
9.9 | 0.061222 | 60.9418 | 20.4902 | 1.1554 | 3.2998e-05 | -7311.443 | 3.5262 | 399050.6233 | 28.1819
10 | 0.060586 | 60.2875 | 20.4142 | 1.1513 | 3.2871e-05 | -7230.111 | 3.56 | 390028.8526 | 28.3747
10.1 | 0.059968 | 59.652 | 20.3399 | 1.1472 | 3.2748e-05 | -7151.2871 | 3.5934 | 381373.9891 | 28.5643
10.2 | 0.059368 | 59.0347 | 20.2673 | 1.1432 | 3.2627e-05 | -7074.9041 | 3.6266 | 373070.6947 | 28.7506
10.3 | 0.058785 | 58.4355 | 20.1963 | 1.1393 | 3.2509e-05 | -7000.9093 | 3.6595 | 365105.6563 | 28.9336
10.4 | 0.05822 | 57.854 | 20.127 | 1.1354 | 3.2394e-05 | -6929.2493 | 3.692 | 357465.9498 | 29.1132
10.5 | 0.057672 | 57.2897 | 20.0594 | 1.1316 | 3.2281e-05 | -6859.8588 | 3.7243 | 350137.7656 | 29.2894
10.6 | 0.05714 | 56.7423 | 19.9933 | 1.1278 | 3.2171e-05 | -6792.6853 | 3.7561 | 343109.1063 | 29.4621
10.7 | 0.056624 | 56.2116 | 19.9289 | 1.1241 | 3.2064e-05 | -6727.6762 | 3.7876 | 336368.3412 | 29.6314
10.8 | 0.056124 | 55.697 | 19.8661 | 1.1205 | 3.196e-05 | -6664.7679 | 3.8187 | 329903.0805 | 29.7972
10.9 | 0.055639 | 55.1983 | 19.8048 | 1.1169 | 3.1858e-05 | -6603.9089 | 3.8495 | 323702.5534 | 29.9595
11 | 0.055169 | 54.7151 | 19.7452 | 1.1135 | 3.1759e-05 | -6545.0478 | 3.8797 | 317756.331 | 30.1184
11.1 | 0.054714 | 54.247 | 19.6871 | 1.11 | 3.1663e-05 | -6488.1233 | 3.9096 | 312053.3328 | 30.2738
11.2 | 0.054274 | 53.7937 | 19.6305 | 1.1067 | 3.1569e-05 | -6433.085 | 3.939 | 306583.9213 | 30.4257
11.3 | 0.053847 | 53.3547 | 19.5754 | 1.1034 | 3.1478e-05 | -6379.8832 | 3.968 | 301338.7754 | 30.5742
11.4 | 0.053434 | 52.9298 | 19.5218 | 1.1002 | 3.1389e-05 | -6328.459 | 3.9964 | 296308.0127 | 30.7193
11.5 | 0.053034 | 52.5185 | 19.4697 | 1.0971 | 3.1302e-05 | -6278.7641 | 4.0244 | 291483.0354 | 30.8609
11.6 | 0.052648 | 52.1206 | 19.419 | 1.0941 | 3.1218e-05 | -6230.7501 | 4.052 | 286855.5356 | 30.9992
11.7 | 0.052273 | 51.7356 | 19.3698 | 1.0911 | 3.1137e-05 | -6184.3613 | 4.079 | 282416.7202 | 31.1342
11.8 | 0.051911 | 51.3631 | 19.3219 | 1.0882 | 3.1058e-05 | -6139.5512 | 4.1055 | 278158.9382 | 31.2659
11.9 | 0.051561 | 51.003 | 19.2754 | 1.0854 | 3.0981e-05 | -6096.2737 | 4.1315 | 274074.8023 | 31.3944
12 | 0.051223 | 50.6547 | 19.2302 | 1.0826 | 3.0906e-05 | -6054.4759 | 4.1571 | 270156.5042 | 31.5196
12.1 | 0.10208 | 100.9361 | 24.6494 | 1.0687 | 3.9614e-05 | -13279.0583 | 2.2954 | 1180256.5085 | 31.2226
12.2 | 0.10173 | 100.5706 | 24.6188 | 1.0673 | 3.9563e-05 | -13226.9214 | 2.3023 | 1170947.9089 | 31.2901
12.3 | 0.10138 | 100.2126 | 24.5888 | 1.0659 | 3.9514e-05 | -13175.9126 | 2.309 | 1161871.6251 | 31.3564
12.4 | 0.10104 | 99.862 | 24.5593 | 1.0646 | 3.9465e-05 | -13126.013 | 2.3156 | 1153022.3169 | 31.4216
12.5 | 0.10071 | 99.5188 | 24.5304 | 1.0633 | 3.9417e-05 | -13077.2036 | 2.3222 | 1144394.7302 | 31.4857
12.6 | 0.10038 | 99.1826 | 24.502 | 1.062 | 3.937e-05 | -13029.457 | 2.3286 | 1135982.2185 | 31.5486
12.7 | 0.10006 | 98.8535 | 24.4742 | 1.0607 | 3.9324e-05 | -12982.755 | 2.335 | 1127779.8119 | 31.6105
12.8 | 0.099746 | 98.5312 | 24.4469 | 1.0595 | 3.9279e-05 | -12937.0792 | 2.3412 | 1119782.622 | 31.6713
12.9 | 0.099439 | 98.2158 | 24.4201 | 1.0582 | 3.9235e-05 | -12892.4036 | 2.3474 | 1111984.4695 | 31.7309
13 | 0.099139 | 97.9069 | 24.3938 | 1.057 | 3.9191e-05 | -12848.7104 | 2.3535 | 1104380.7304 | 31.7896
13.1 | 0.098845 | 97.6046 | 24.368 | 1.0558 | 3.9148e-05 | -12805.9821 | 2.3595 | 1096966.8562 | 31.8472
13.2 | 0.098558 | 97.3087 | 24.3427 | 1.0547 | 3.9107e-05 | -12764.1938 | 2.3654 | 1089737.103 | 31.9037
13.3 | 0.098276 | 97.0191 | 24.3179 | 1.0535 | 3.9066e-05 | -12723.3284 | 2.3712 | 1082687.1685 | 31.9592
13.4 | 0.098001 | 96.7356 | 24.2936 | 1.0524 | 3.9026e-05 | -12683.369 | 2.3769 | 1075812.8212 | 32.0138
13.5 | 0.097731 | 96.4582 | 24.2697 | 1.0513 | 3.8986e-05 | -12644.2919 | 2.3825 | 1069108.7211 | 32.0673
13.6 | 0.097467 | 96.1867 | 24.2464 | 1.0502 | 3.8948e-05 | -12606.0807 | 2.388 | 1062570.8659 | 32.1199
13.7 | 0.097209 | 95.921 | 24.2235 | 1.0491 | 3.891e-05 | -12568.7192 | 2.3935 | 1056195.3188 | 32.1715
13.8 | 0.096956 | 95.661 | 24.201 | 1.0481 | 3.8873e-05 | -12532.1847 | 2.3989 | 1049977.1158 | 32.2221
13.9 | 0.096709 | 95.4065 | 24.179 | 1.0471 | 3.8836e-05 | -12496.4616 | 2.4041 | 1043912.5331 | 32.2719
14 | 0.096467 | 95.1575 | 24.1574 | 1.0461 | 3.8801e-05 | -12461.5343 | 2.4093 | 1037997.9085 | 32.3207
14.1 | 0.09623 | 94.9139 | 24.1362 | 1.0451 | 3.8766e-05 | -12427.3812 | 2.4144 | 1032228.627 | 32.3686
14.2 | 0.095998 | 94.6755 | 24.1155 | 1.0441 | 3.8732e-05 | -12393.9874 | 2.4195 | 1026601.2244 | 32.4157
14.3 | 0.095772 | 94.4423 | 24.0952 | 1.0432 | 3.8698e-05 | -12361.3379 | 2.4244 | 1021112.2941 | 32.4619
14.4 | 0.09555 | 94.2141 | 24.0753 | 1.0422 | 3.8665e-05 | -12329.4123 | 2.4293 | 1015757.5454 | 32.5072
14.5 | 0.095333 | 93.9907 | 24.0558 | 1.0413 | 3.8633e-05 | -12298.1962 | 2.434 | 1010533.7559 | 32.5517
14.6 | 0.095121 | 93.7723 | 24.0366 | 1.0405 | 3.8601e-05 | -12267.6753 | 2.4387 | 1005437.757 | 32.5954
14.7 | 0.094913 | 93.5585 | 24.0179 | 1.0396 | 3.8571e-05 | -12237.8303 | 2.4433 | 1000465.5596 | 32.6383
14.8 | 0.094709 | 93.3493 | 23.9996 | 1.0387 | 3.854e-05 | -12208.6474 | 2.4479 | 995614.1667 | 32.6804
14.9 | 0.094511 | 93.1446 | 23.9816 | 1.0379 | 3.8511e-05 | -12180.113 | 2.4523 | 990880.6316 | 32.7218
15 | 0.094316 | 92.9444 | 23.9639 | 1.0371 | 3.8482e-05 | -12152.2087 | 2.4567 | 986261.2461 | 32.7624
15.1 | 0.094125 | 92.7484 | 23.9467 | 1.0363 | 3.8453e-05 | -12124.9215 | 2.461 | 981753.2236 | 32.8023
15.2 | 0.093939 | 92.5567 | 23.9298 | 1.0355 | 3.8425e-05 | -12098.2384 | 2.4652 | 977353.8248 | 32.8414
15.3 | 0.093757 | 92.3691 | 23.9132 | 1.0347 | 3.8398e-05 | -12072.1419 | 2.4694 | 973059.6029 | 32.8799
15.4 | 0.093578 | 92.1855 | 23.8969 | 1.034 | 3.8371e-05 | -12046.6197 | 2.4735 | 968867.9681 | 32.9176
15.5 | 0.093404 | 92.0059 | 23.881 | 1.0333 | 3.8345e-05 | -12021.6594 | 2.4775 | 964776.3755 | 32.9547
15.6 | 0.093233 | 91.8301 | 23.8654 | 1.0325 | 3.8319e-05 | -11997.2445 | 2.4814 | 960781.6221 | 32.9912
15.7 | 0.093065 | 91.6581 | 23.8502 | 1.0318 | 3.8294e-05 | -11973.3633 | 2.4853 | 956881.3029 | 33.027
15.8 | 0.092902 | 91.4897 | 23.8352 | 1.0312 | 3.8269e-05 | -11950.004 | 2.4891 | 953073.0548 | 33.0621
15.9 | 0.092742 | 91.3249 | 23.8205 | 1.0305 | 3.8245e-05 | -11927.1512 | 2.4928 | 949353.9031 | 33.0967
16 | 0.092585 | 91.1636 | 23.8061 | 1.0299 | 3.8222e-05 | -11904.7935 | 2.4965 | 945721.616 | 33.1307
16.1 | 0.092431 | 91.0057 | 23.7921 | 1.0292 | 3.8198e-05 | -11882.9201 | 2.5001 | 942174.0017 | 33.164
16.2 | 0.092281 | 90.8511 | 23.7782 | 1.0286 | 3.8176e-05 | -11861.5162 | 2.5036 | 938708.2992 | 33.1969
16.3 | 0.092134 | 90.6998 | 23.7647 | 1.028 | 3.8153e-05 | -11840.5713 | 2.5071 | 935322.4398 | 33.2291
16.4 | 0.09199 | 90.5516 | 23.7515 | 1.0274 | 3.8132e-05 | -11820.0749 | 2.5105 | 932014.3932 | 33.2609
16.5 | 0.091849 | 90.4066 | 23.7385 | 1.0268 | 3.811e-05 | -11800.0132 | 2.5139 | 928781.5985 | 33.2921
16.6 | 0.091711 | 90.2645 | 23.7257 | 1.0263 | 3.8089e-05 | -11780.3764 | 2.5172 | 925622.1412 | 33.3228
16.7 | 0.091576 | 90.1254 | 23.7132 | 1.0257 | 3.8069e-05 | -11761.1546 | 2.5204 | 922534.1433 | 33.353
16.8 | 0.091443 | 89.9892 | 23.701 | 1.0252 | 3.8049e-05 | -11742.3349 | 2.5236 | 919515.232 | 33.3827
16.9 | 0.091313 | 89.8557 | 23.689 | 1.0247 | 3.8029e-05 | -11723.9079 | 2.5267 | 916563.6383 | 33.4119
17 | 0.091186 | 89.725 | 23.6772 | 1.0241 | 3.8009e-05 | -11705.8644 | 2.5298 | 913677.6285 | 33.4407
17.1 | 0.091062 | 89.5969 | 23.6657 | 1.0237 | 3.799e-05 | -11688.1923 | 2.5328 | 910855.0062 | 33.4691
17.2 | 0.09094 | 89.4714 | 23.6544 | 1.0232 | 3.7972e-05 | -11670.8829 | 2.5358 | 908094.1405 | 33.497
17.3 | 0.09082 | 89.3484 | 23.6432 | 1.0227 | 3.7954e-05 | -11653.9276 | 2.5387 | 905393.4337 | 33.5244
17.4 | 0.090703 | 89.2279 | 23.6324 | 1.0222 | 3.7936e-05 | -11637.315 | 2.5415 | 902750.8557 | 33.5515
17.5 | 0.090588 | 89.1098 | 23.6217 | 1.0218 | 3.7918e-05 | -11621.037 | 2.5443 | 900164.9059 | 33.5782
17.6 | 0.090475 | 88.994 | 23.6112 | 1.0214 | 3.7901e-05 | -11605.0856 | 2.5471 | 897634.1153 | 33.6044
17.7 | 0.090365 | 88.8804 | 23.6009 | 1.0209 | 3.7884e-05 | -11589.4503 | 2.5498 | 895156.6102 | 33.6303
17.8 | 0.090257 | 88.7691 | 23.5908 | 1.0205 | 3.7867e-05 | -11574.1233 | 2.5525 | 892731.0129 | 33.6559
17.9 | 0.09015 | 88.6599 | 23.5809 | 1.0201 | 3.7851e-05 | -11559.0974 | 2.5551 | 890355.9761 | 33.681
18 | 0.090046 | 88.5528 | 23.5712 | 1.0197 | 3.7835e-05 | -11544.3627 | 2.5577 | 888029.7728 | 33.7058

## schock_micro_trend
global_length_domain | velocity | Re | Sh | cp_modulus | K | deltaP | f | Pn | outlet_conc_interface
0.1 | 0.19719 | 201.3666 | 33.3596 | 1.4564 | 5.4557e-05 | -26898.7015 | 1.2685 | 5178743.0374 | 7.3853
0.2 | 0.1944 | 198.4977 | 32.9448 | 1.4604 | 5.3874e-05 | -26256.7004 | 1.274 | 4981931.5123 | 7.5117
0.3 | 0.19162 | 195.6441 | 32.5315 | 1.4644 | 5.3194e-05 | -25624.484 | 1.2795 | 4790911.7965 | 7.6415
0.4 | 0.18886 | 192.8062 | 32.1196 | 1.4685 | 5.2516e-05 | -25002.0666 | 1.2851 | 4605586.7674 | 7.7746
0.5 | 0.18612 | 189.9846 | 31.7094 | 1.4726 | 5.1841e-05 | -24389.4605 | 1.2908 | 4425858.8414 | 7.9113
0.6 | 0.18339 | 187.179 | 31.3008 | 1.4768 | 5.1168e-05 | -23786.5686 | 1.2966 | 4251599.222 | 8.0515
0.7 | 0.18067 | 184.39 | 30.8938 | 1.481 | 5.0498e-05 | -23193.4042 | 1.3025 | 4082712.386 | 8.1955
0.8 | 0.17798 | 181.6179 | 30.4886 | 1.4852 | 4.9831e-05 | -22609.9785 | 1.3084 | 3919102.3503 | 8.3432
0.9 | 0.1753 | 178.8628 | 30.085 | 1.4895 | 4.9167e-05 | -22036.1981 | 1.3144 | 3760644.7358 | 8.4949
1 | 0.17263 | 176.1251 | 29.6833 | 1.4938 | 4.8506e-05 | -21472.0748 | 1.3205 | 3607245.4599 | 8.6506
1.1 | 0.16998 | 173.4053 | 29.2833 | 1.4981 | 4.7847e-05 | -20917.6177 | 1.3267 | 3458809.9904 | 8.8104
1.2 | 0.16736 | 170.7034 | 28.8853 | 1.5024 | 4.7192e-05 | -20372.7366 | 1.333 | 3315218.0587 | 8.9744
1.3 | 0.16474 | 168.0199 | 28.4891 | 1.5067 | 4.654e-05 | -19837.4404 | 1.3393 | 3176376.897 | 9.1427
1.4 | 0.16215 | 165.3553 | 28.095 | 1.5111 | 4.5891e-05 | -19311.7357 | 1.3457 | 3042193.3104 | 9.3155
1.5 | 0.15958 | 162.7096 | 27.7029 | 1.5154 | 4.5246e-05 | -18795.534 | 1.3523 | 2912550.8733 | 9.4928
1.6 | 0.15702 | 160.0834 | 27.3129 | 1.5198 | 4.4604e-05 | -18288.8409 | 1.3589 | 2787358.0466 | 9.6747
1.7 | 0.15449 | 157.4771 | 26.9251 | 1.5242 | 4.3966e-05 | -17791.6589 | 1.3656 | 2666522.8984 | 9.8614
1.8 | 0.15197 | 154.891 | 26.5394 | 1.5285 | 4.3331e-05 | -17303.9005 | 1.3724 | 2549932.6257 | 10.0529
1.9 | 0.14947 | 152.3255 | 26.1561 | 1.5328 | 4.27e-05 | -16825.5667 | 1.3793 | 2437496.8758 | 10.2494
2 | 0.147 | 149.7812 | 25.7751 | 1.5371 | 4.2073e-05 | -16356.6548 | 1.3863 | 2329124.9528 | 10.4508
2.1 | 0.14454 | 147.2582 | 25.3965 | 1.5414 | 4.145e-05 | -15897.0771 | 1.3934 | 2224707.5083 | 10.6575
2.2 | 0.14211 | 144.7572 | 25.0204 | 1.5456 | 4.0831e-05 | -15446.8284 | 1.4005 | 2124155.3849 | 10.8693
2.3 | 0.1397 | 142.2786 | 24.6469 | 1.5498 | 4.0217e-05 | -15005.8998 | 1.4078 | 2027379.1506 | 11.0864
2.4 | 0.13731 | 139.8227 | 24.276 | 1.5539 | 3.9606e-05 | -14574.2017 | 1.4152 | 1934272.8022 | 11.3089
2.5 | 0.13494 | 137.39 | 23.9078 | 1.5579 | 3.9e-05 | -14151.7217 | 1.4227 | 1844748.4468 | 11.5368
2.6 | 0.1326 | 134.9812 | 23.5424 | 1.5619 | 3.8399e-05 | -13738.4431 | 1.4302 | 1758718.0051 | 11.7701
2.7 | 0.13028 | 132.5965 | 23.1798 | 1.5658 | 3.7802e-05 | -13334.2729 | 1.4379 | 1676078.7775 | 12.009
2.8 | 0.12798 | 130.2364 | 22.8202 | 1.5696 | 3.7211e-05 | -12939.19 | 1.4457 | 1596744.2708 | 12.2535
2.9 | 0.12571 | 127.9016 | 22.4637 | 1.5732 | 3.6624e-05 | -12553.1683 | 1.4535 | 1520627.9156 | 12.5035
3 | 0.12346 | 125.5922 | 22.1102 | 1.5768 | 3.6042e-05 | -12176.1101 | 1.4615 | 1447630.349 | 12.7592
3.1 | 0.12124 | 123.309 | 21.7599 | 1.5802 | 3.5466e-05 | -11807.9839 | 1.4696 | 1377666.6849 | 13.0205
3.2 | 0.11904 | 121.0525 | 21.413 | 1.5834 | 3.4895e-05 | -11448.7529 | 1.4777 | 1310652.0956 | 13.2874
3.3 | 0.11688 | 118.823 | 21.0694 | 1.5865 | 3.433e-05 | -11098.313 | 1.486 | 1246490.6658 | 13.5598
3.4 | 0.11473 | 116.6209 | 20.7292 | 1.5894 | 3.377e-05 | -10756.6209 | 1.4944 | 1185099.4003 | 13.8378
3.5 | 0.11262 | 114.4471 | 20.3926 | 1.5922 | 3.3216e-05 | -10423.6277 | 1.5028 | 1126395.5209 | 14.1212
3.6 | 0.11053 | 112.3016 | 20.0596 | 1.5947 | 3.2669e-05 | -10099.2214 | 1.5114 | 1070286.7504 | 14.4101
3.7 | 0.10847 | 110.1851 | 19.7303 | 1.597 | 3.2127e-05 | -9783.3459 | 1.52 | 1016692.3426 | 14.7042
3.8 | 0.10644 | 108.0981 | 19.4049 | 1.5991 | 3.1592e-05 | -9475.9389 | 1.5288 | 965531.9491 | 15.0035
3.9 | 0.10444 | 106.0408 | 19.0833 | 1.6009 | 3.1063e-05 | -9176.8795 | 1.5376 | 916717.1955 | 15.3078
4 | 0.10247 | 104.0138 | 18.7656 | 1.6025 | 3.054e-05 | -8886.0975 | 1.5465 | 870170.0096 | 15.617
4.1 | 0.10052 | 102.0177 | 18.4521 | 1.6038 | 3.0025e-05 | -8603.5167 | 1.5556 | 825812.9147 | 15.931
4.2 | 0.098612 | 100.0525 | 18.1426 | 1.6048 | 2.9516e-05 | -8329.0062 | 1.5647 | 783561.7657 | 16.2494
4.3 | 0.096731 | 98.1187 | 17.8374 | 1.6056 | 2.9014e-05 | -8062.4816 | 1.5738 | 743341.6391 | 16.5721
4.4 | 0.094881 | 96.217 | 17.5365 | 1.606 | 2.8519e-05 | -7803.8523 | 1.5831 | 705078.4148 | 16.8989
4.5 | 0.093062 | 94.3472 | 17.2399 | 1.6061 | 2.8031e-05 | -7552.9774 | 1.5925 | 668692.5431 | 17.2295
4.6 | 0.091274 | 92.5099 | 16.9478 | 1.6059 | 2.7551e-05 | -7309.7582 | 1.6019 | 634112.7494 | 17.5636
4.7 | 0.089519 | 90.7055 | 16.6601 | 1.6053 | 2.7078e-05 | -7074.09 | 1.6114 | 601268.7697 | 17.9009
4.8 | 0.087795 | 88.9339 | 16.377 | 1.6045 | 2.6613e-05 | -6845.8223 | 1.6209 | 570086.0259 | 18.2411
4.9 | 0.086104 | 87.1956 | 16.0986 | 1.6032 | 2.6155e-05 | -6624.8429 | 1.6306 | 540497.3851 | 18.5839
5 | 0.084446 | 85.4908 | 15.8248 | 1.6016 | 2.5705e-05 | -6411.0341 | 1.6403 | 512436.9185 | 18.9289
5.1 | 0.08282 | 83.8195 | 15.5557 | 1.5997 | 2.5263e-05 | -6204.2369 | 1.65 | 485835.3707 | 19.2758
5.2 | 0.081227 | 82.1818 | 15.2914 | 1.5974 | 2.4828e-05 | -6004.327 | 1.6598 | 460630.1977 | 19.6242
5.3 | 0.079667 | 80.578 | 15.0319 | 1.5947 | 2.4402e-05 | -5811.1755 | 1.6696 | 436760.2277 | 19.9737
5.4 | 0.078139 | 79.008 | 14.7773 | 1.5917 | 2.3984e-05 | -5624.6165 | 1.6795 | 414161.8159 | 20.324
5.5 | 0.076645 | 77.4718 | 14.5275 | 1.5883 | 2.3573e-05 | -5444.5158 | 1.6894 | 392777.3725 | 20.6747
5.6 | 0.075184 | 75.9696 | 14.2827 | 1.5845 | 2.3171e-05 | -5270.7358 | 1.6994 | 372550.8097 | 21.0252
5.7 | 0.073755 | 74.501 | 14.0427 | 1.5804 | 2.2777e-05 | -5103.1057 | 1.7094 | 353424.2856 | 21.3754
5.8 | 0.072359 | 73.0662 | 13.8077 | 1.5759 | 2.2391e-05 | -4941.4844 | 1.7194 | 335345.4156 | 21.7247
5.9 | 0.070996 | 71.665 | 13.5777 | 1.5711 | 2.2013e-05 | -4785.7279 | 1.7294 | 318263.4004 | 22.0728
6 | 0.069666 | 70.2971 | 13.3525 | 1.566 | 2.1643e-05 | -4635.6637 | 1.7394 | 302126.2724 | 22.4193
6.1 | 0.10301 | 103.9187 | 18.7996 | 1.4273 | 3.0468e-05 | -9015.7245 | 1.547 | 868023.7679 | 20.7276
6.2 | 0.10155 | 102.4181 | 18.5638 | 1.4251 | 3.0081e-05 | -8801.7087 | 1.5537 | 834592.8964 | 20.9911
6.3 | 0.10012 | 100.9433 | 18.3318 | 1.4226 | 2.97e-05 | -8593.4643 | 1.5605 | 802541.5905 | 21.2546
6.4 | 0.09871 | 99.4946 | 18.1034 | 1.4201 | 2.9325e-05 | -8390.8991 | 1.5673 | 771821.2437 | 21.5181
6.5 | 0.097326 | 98.0719 | 17.8787 | 1.4173 | 2.8956e-05 | -8193.9186 | 1.5741 | 742384.2204 | 21.7812
6.6 | 0.095968 | 96.6751 | 17.6577 | 1.4145 | 2.8593e-05 | -8002.3929 | 1.5809 | 714178.9632 | 22.0438
6.7 | 0.094634 | 95.304 | 17.4403 | 1.4115 | 2.8237e-05 | -7816.2266 | 1.5876 | 687160.4908 | 22.3058
6.8 | 0.093326 | 93.9587 | 17.2267 | 1.4083 | 2.7886e-05 | -7635.3225 | 1.5944 | 661284.8268 | 22.5669
6.9 | 0.092042 | 92.639 | 17.0168 | 1.405 | 2.7542e-05 | -7459.5513 | 1.6012 | 636504.7009 | 22.8271
7 | 0.090783 | 91.3447 | 16.8105 | 1.4016 | 2.7204e-05 | -7288.8155 | 1.608 | 612778.7674 | 23.0861
7.1 | 0.089549 | 90.0759 | 16.608 | 1.398 | 2.6871e-05 | -7123.0165 | 1.6148 | 590066.7018 | 23.3438
7.2 | 0.08834 | 88.8321 | 16.4091 | 1.3944 | 2.6545e-05 | -6962.0264 | 1.6215 | 568325.4267 | 23.6
7.3 | 0.087154 | 87.6133 | 16.2138 | 1.3906 | 2.6225e-05 | -6805.7469 | 1.6282 | 547517.1942 | 23.8546
7.4 | 0.085993 | 86.4195 | 16.0222 | 1.3867 | 2.5911e-05 | -6654.0792 | 1.635 | 527605.2755 | 24.1073
7.5 | 0.084856 | 85.2501 | 15.8342 | 1.3826 | 2.5603e-05 | -6506.8977 | 1.6416 | 508550.6506 | 24.3582
7.6 | 0.083743 | 84.1051 | 15.6498 | 1.3785 | 2.53e-05 | -6364.1045 | 1.6483 | 490319.0843 | 24.607
7.7 | 0.082653 | 82.9844 | 15.469 | 1.3743 | 2.5004e-05 | -6225.6015 | 1.655 | 472877.3422 | 24.8535
7.8 | 0.081586 | 81.8875 | 15.2918 | 1.3699 | 2.4714e-05 | -6091.2666 | 1.6616 | 456190.2865 | 25.0978
7.9 | 0.080542 | 80.8143 | 15.1181 | 1.3655 | 2.4429e-05 | -5961.0033 | 1.6682 | 440227.0671 | 25.3396
8 | 0.079522 | 79.7646 | 14.9479 | 1.361 | 2.415e-05 | -5834.7153 | 1.6747 | 424957.8002 | 25.5788
8.1 | 0.078523 | 78.738 | 14.7812 | 1.3564 | 2.3877e-05 | -5712.2848 | 1.6813 | 410351.0231 | 25.8153
8.2 | 0.077547 | 77.7342 | 14.6179 | 1.3518 | 2.361e-05 | -5593.6177 | 1.6877 | 396379.1049 | 26.049
8.3 | 0.076593 | 76.753 | 14.4581 | 1.347 | 2.3348e-05 | -5478.6204 | 1.6942 | 383015.3355 | 26.2798
8.4 | 0.075661 | 75.7941 | 14.3016 | 1.3423 | 2.3092e-05 | -5367.18 | 1.7006 | 370231.6919 | 26.5077
8.5 | 0.07475 | 74.8571 | 14.1485 | 1.3374 | 2.2841e-05 | -5259.2059 | 1.7069 | 358003.5686 | 26.7325
8.6 | 0.07386 | 73.9418 | 13.9986 | 1.3325 | 2.2596e-05 | -5154.6077 | 1.7133 | 346307.2241 | 26.9541
8.7 | 0.07299 | 73.0478 | 13.8521 | 1.3276 | 2.2356e-05 | -5053.2785 | 1.7195 | 335117.8228 | 27.1726
8.8 | 0.072141 | 72.1748 | 13.7087 | 1.3226 | 2.2121e-05 | -4955.1312 | 1.7257 | 324413.5681 | 27.3878
8.9 | 0.071313 | 71.3225 | 13.5685 | 1.3176 | 2.1892e-05 | -4860.0798 | 1.7319 | 314173.465 | 27.5997
9 | 0.070504 | 70.4905 | 13.4315 | 1.3126 | 2.1668e-05 | -4768.0234 | 1.738 | 304375.6014 | 27.8082
9.1 | 0.069714 | 69.6784 | 13.2976 | 1.3076 | 2.1449e-05 | -4678.8793 | 1.744 | 295000.7612 | 28.0133
9.2 | 0.068944 | 68.886 | 13.1667 | 1.3025 | 2.1235e-05 | -4592.5663 | 1.75 | 286030.4635 | 28.215
9.3 | 0.068192 | 68.1129 | 13.0388 | 1.2974 | 2.1026e-05 | -4508.9895 | 1.756 | 277445.4525 | 28.4132
9.4 | 0.067459 | 67.3587 | 12.9138 | 1.2924 | 2.0821e-05 | -4428.0712 | 1.7619 | 269228.8597 | 28.6079
9.5 | 0.066744 | 66.6232 | 12.7918 | 1.2873 | 2.0622e-05 | -4349.7352 | 1.7677 | 261364.4827 | 28.7992
9.6 | 0.066046 | 65.9058 | 12.6726 | 1.2822 | 2.0427e-05 | -4273.893 | 1.7734 | 253835.4598 | 28.9869
9.7 | 0.065366 | 65.2063 | 12.5563 | 1.2772 | 2.0237e-05 | -4200.4721 | 1.7791 | 246627.0375 | 29.1711
9.8 | 0.064703 | 64.5244 | 12.4427 | 1.2721 | 2.0052e-05 | -4129.4011 | 1.7847 | 239725.0617 | 29.3518
9.9 | 0.064057 | 63.8597 | 12.3318 | 1.2671 | 1.987e-05 | -4060.5981 | 1.7903 | 233114.8104 | 29.529
10 | 0.063427 | 63.2117 | 12.2236 | 1.2621 | 1.9694e-05 | -3993.9957 | 1.7958 | 226783.4212 | 29.7027
10.1 | 0.062813 | 62.5803 | 12.118 | 1.2571 | 1.9521e-05 | -3929.5278 | 1.8012 | 220718.5659 | 29.873
10.2 | 0.062215 | 61.9649 | 12.0149 | 1.2522 | 1.9353e-05 | -3867.1188 | 1.8065 | 214907.4223 | 30.0398
10.3 | 0.061632 | 61.3653 | 11.9144 | 1.2473 | 1.9189e-05 | -3806.7063 | 1.8118 | 209338.8064 | 30.2031
10.4 | 0.061064 | 60.7812 | 11.8164 | 1.2424 | 1.9029e-05 | -3748.2295 | 1.817 | 204002.006 | 30.3631
10.5 | 0.060511 | 60.2121 | 11.7207 | 1.2376 | 1.8873e-05 | -3691.6188 | 1.8221 | 198885.876 | 30.5197
10.6 | 0.059972 | 59.6577 | 11.6274 | 1.2328 | 1.8721e-05 | -3636.817 | 1.8272 | 193980.7115 | 30.6729
10.7 | 0.059447 | 59.1179 | 11.5365 | 1.2281 | 1.8572e-05 | -3583.7681 | 1.8322 | 189277.2231 | 30.8229
10.8 | 0.058936 | 58.592 | 11.4478 | 1.2234 | 1.8428e-05 | -3532.4084 | 1.8371 | 184765.7368 | 30.9696
10.9 | 0.058438 | 58.0799 | 11.3613 | 1.2188 | 1.8287e-05 | -3482.6855 | 1.842 | 180437.8455 | 31.1131
11 | 0.057954 | 57.5812 | 11.277 | 1.2142 | 1.8149e-05 | -3434.5482 | 1.8467 | 176285.5045 | 31.2534
11.1 | 0.057482 | 57.0956 | 11.1948 | 1.2097 | 1.8015e-05 | -3387.9385 | 1.8514 | 172300.3257 | 31.3907
11.2 | 0.057022 | 56.6228 | 11.1147 | 1.2052 | 1.7885e-05 | -3342.8085 | 1.8561 | 168475.0337 | 31.5248
11.3 | 0.056575 | 56.1625 | 11.0367 | 1.2008 | 1.7757e-05 | -3299.1115 | 1.8606 | 164802.6691 | 31.656
11.4 | 0.056139 | 55.7144 | 10.9606 | 1.1965 | 1.7633e-05 | -3256.7947 | 1.8651 | 161275.9625 | 31.7842
11.5 | 0.055715 | 55.2781 | 10.8864 | 1.1922 | 1.7513e-05 | -3215.8146 | 1.8695 | 157888.6225 | 31.9095
11.6 | 0.055302 | 54.8534 | 10.8142 | 1.188 | 1.7395e-05 | -3176.1288 | 1.8738 | 154634.6316 | 32.0319
11.7 | 0.0549 | 54.4399 | 10.7438 | 1.1838 | 1.728e-05 | -3137.6892 | 1.8781 | 151507.6909 | 32.1515
11.8 | 0.054509 | 54.0374 | 10.6752 | 1.1798 | 1.7168e-05 | -3100.4563 | 1.8823 | 148502.3616 | 32.2685
11.9 | 0.054128 | 53.6457 | 10.6084 | 1.1757 | 1.706e-05 | -3064.3917 | 1.8864 | 145613.4413 | 32.3827
12 | 0.053757 | 53.2643 | 10.5432 | 1.1718 | 1.6954e-05 | -3029.452 | 1.8904 | 142835.471 | 32.4943
12.1 | 0.10703 | 106.0307 | 19.2583 | 1.1203 | 3.0966e-05 | -9768.9126 | 1.5377 | 916481.3143 | 31.2054
12.2 | 0.10656 | 105.542 | 19.1817 | 1.1184 | 3.0841e-05 | -9696.6948 | 1.5398 | 905121.0109 | 31.2915
12.3 | 0.10609 | 105.0623 | 19.1065 | 1.1166 | 3.0719e-05 | -9626.0227 | 1.5419 | 894056.6759 | 31.3762
12.4 | 0.10563 | 104.5915 | 19.0326 | 1.1148 | 3.0599e-05 | -9556.8676 | 1.544 | 883280.5562 | 31.4597
12.5 | 0.10518 | 104.1295 | 18.96 | 1.113 | 3.048e-05 | -9489.2008 | 1.546 | 872785.078 | 31.5418
12.6 | 0.10474 | 103.676 | 18.8887 | 1.1112 | 3.0364e-05 | -9422.9824 | 1.548 | 862561.0454 | 31.6226
12.7 | 0.10431 | 103.2311 | 18.8187 | 1.1094 | 3.0251e-05 | -9358.1852 | 1.55 | 852601.376 | 31.7021
12.8 | 0.10389 | 102.7944 | 18.75 | 1.1077 | 3.0139e-05 | -9294.7821 | 1.552 | 842899.1513 | 31.7803
12.9 | 0.10347 | 102.3659 | 18.6826 | 1.1059 | 3.0029e-05 | -9232.7357 | 1.554 | 833445.9514 | 31.8573
13 | 0.10306 | 101.9454 | 18.6164 | 1.1042 | 2.9921e-05 | -9172.02 | 1.5559 | 824235.3074 | 31.933
13.1 | 0.10266 | 101.5329 | 18.5513 | 1.1025 | 2.9816e-05 | -9112.6098 | 1.5578 | 815260.9003 | 32.0074
13.2 | 0.10227 | 101.1281 | 18.4875 | 1.1009 | 2.9712e-05 | -9054.4695 | 1.5596 | 806515.0201 | 32.0807
13.3 | 0.10188 | 100.731 | 18.4249 | 1.0992 | 2.961e-05 | -8997.5749 | 1.5615 | 797991.7586 | 32.1528
13.4 | 0.1015 | 100.3414 | 18.3634 | 1.0976 | 2.951e-05 | -8941.902 | 1.5633 | 789685.3447 | 32.2236
13.5 | 0.10113 | 99.9591 | 18.303 | 1.096 | 2.9412e-05 | -8887.4175 | 1.5651 | 781588.7169 | 32.2933
13.6 | 0.10077 | 99.5841 | 18.2438 | 1.0944 | 2.9316e-05 | -8834.0985 | 1.5669 | 773696.4792 | 32.3618
13.7 | 0.10041 | 99.2162 | 18.1856 | 1.0928 | 2.9221e-05 | -8781.9225 | 1.5686 | 766003.3603 | 32.4292
13.8 | 0.10006 | 98.8552 | 18.1285 | 1.0912 | 2.9128e-05 | -8730.8581 | 1.5703 | 758502.891 | 32.4955
13.9 | 0.099713 | 98.5012 | 18.0725 | 1.0897 | 2.9037e-05 | -8680.8837 | 1.572 | 751190.1424 | 32.5606
14 | 0.099376 | 98.1539 | 18.0175 | 1.0882 | 2.8948e-05 | -8631.9782 | 1.5737 | 744060.2989 | 32.6246
14.1 | 0.099045 | 97.8132 | 17.9636 | 1.0867 | 2.886e-05 | -8584.1121 | 1.5753 | 737107.4322 | 32.6876
14.2 | 0.09872 | 97.479 | 17.9106 | 1.0852 | 2.8774e-05 | -8537.2652 | 1.5769 | 730327.0389 | 32.7495
14.3 | 0.098401 | 97.1511 | 17.8587 | 1.0838 | 2.869e-05 | -8491.4174 | 1.5785 | 723714.7184 | 32.8104
14.4 | 0.098089 | 96.8296 | 17.8077 | 1.0823 | 2.8607e-05 | -8446.5411 | 1.5801 | 717265.0361 | 32.8703
14.5 | 0.097782 | 96.5141 | 17.7576 | 1.0809 | 2.8526e-05 | -8402.6173 | 1.5817 | 710973.8759 | 32.9291
14.6 | 0.097482 | 96.2048 | 17.7085 | 1.0795 | 2.8446e-05 | -8359.6272 | 1.5832 | 704837.2155 | 32.9869
14.7 | 0.097187 | 95.9013 | 17.6604 | 1.0782 | 2.8368e-05 | -8317.5448 | 1.5847 | 698850.0701 | 33.0438
14.8 | 0.096897 | 95.6036 | 17.6131 | 1.0768 | 2.8291e-05 | -8276.3523 | 1.5862 | 693008.6767 | 33.0997
14.9 | 0.096614 | 95.3117 | 17.5667 | 1.0755 | 2.8216e-05 | -8236.0319 | 1.5876 | 687309.3568 | 33.1547
15 | 0.096335 | 95.0253 | 17.5212 | 1.0742 | 2.8142e-05 | -8196.5594 | 1.589 | 681747.5361 | 33.2087
15.1 | 0.096062 | 94.7444 | 17.4765 | 1.0729 | 2.8069e-05 | -8157.918 | 1.5905 | 676319.7727 | 33.2619
15.2 | 0.095795 | 94.4688 | 17.4326 | 1.0716 | 2.7998e-05 | -8120.091 | 1.5918 | 671022.7014 | 33.3141
15.3 | 0.095532 | 94.1986 | 17.3896 | 1.0703 | 2.7928e-05 | -8083.0555 | 1.5932 | 665852.122 | 33.3655
15.4 | 0.095274 | 93.9335 | 17.3474 | 1.0691 | 2.786e-05 | -8046.796 | 1.5946 | 660804.8848 | 33.416
15.5 | 0.095022 | 93.6735 | 17.306 | 1.0679 | 2.7792e-05 | -8011.2967 | 1.5959 | 655877.9095 | 33.4656
15.6 | 0.094774 | 93.4184 | 17.2654 | 1.0667 | 2.7726e-05 | -7976.5362 | 1.5972 | 651067.3375 | 33.5145
15.7 | 0.094531 | 93.1682 | 17.2255 | 1.0655 | 2.7662e-05 | -7942.4998 | 1.5985 | 646370.2848 | 33.5625
15.8 | 0.094292 | 92.9228 | 17.1864 | 1.0644 | 2.7598e-05 | -7909.1728 | 1.5997 | 641783.9308 | 33.6097
15.9 | 0.094058 | 92.6821 | 17.148 | 1.0632 | 2.7536e-05 | -7876.5351 | 1.601 | 637304.7279 | 33.6562
16 | 0.093829 | 92.446 | 17.1103 | 1.0621 | 2.7475e-05 | -7844.5728 | 1.6022 | 632930.0344 | 33.7019
16.1 | 0.093604 | 92.2143 | 17.0734 | 1.061 | 2.7415e-05 | -7813.2723 | 1.6034 | 628657.266 | 33.7468
16.2 | 0.093383 | 91.9871 | 17.0371 | 1.0599 | 2.7356e-05 | -7782.6147 | 1.6046 | 624483.1592 | 33.791
16.3 | 0.093166 | 91.7642 | 17.0015 | 1.0589 | 2.7298e-05 | -7752.5869 | 1.6058 | 620405.2928 | 33.8345
16.4 | 0.092953 | 91.5455 | 16.9665 | 1.0578 | 2.7242e-05 | -7723.1762 | 1.6069 | 616421.2978 | 33.8773
16.5 | 0.092745 | 91.3309 | 16.9322 | 1.0568 | 2.7186e-05 | -7694.3648 | 1.6081 | 612528.1703 | 33.9194
16.6 | 0.09254 | 91.1204 | 16.8986 | 1.0558 | 2.7131e-05 | -7666.1405 | 1.6092 | 608723.6901 | 33.9609
16.7 | 0.09234 | 90.9139 | 16.8656 | 1.0548 | 2.7078e-05 | -7638.4913 | 1.6103 | 605005.6844 | 34.0017
16.8 | 0.092143 | 90.7112 | 16.8332 | 1.0539 | 2.7025e-05 | -7611.4007 | 1.6113 | 601371.3866 | 34.0418
16.9 | 0.091949 | 90.5124 | 16.8014 | 1.0529 | 2.6974e-05 | -7584.8571 | 1.6124 | 597818.7598 | 34.0813
17 | 0.09176 | 90.3173 | 16.7701 | 1.052 | 2.6923e-05 | -7558.8494 | 1.6135 | 594345.8104 | 34.1202
17.1 | 0.091574 | 90.1258 | 16.7395 | 1.0511 | 2.6873e-05 | -7533.3619 | 1.6145 | 590949.9888 | 34.1586
17.2 | 0.091391 | 89.9379 | 16.7094 | 1.0502 | 2.6825e-05 | -7508.384 | 1.6155 | 587629.4256 | 34.1963
17.3 | 0.091212 | 89.7535 | 16.6799 | 1.0493 | 2.6777e-05 | -7483.9051 | 1.6165 | 584382.291 | 34.2334
17.4 | 0.091036 | 89.5725 | 16.6509 | 1.0484 | 2.673e-05 | -7459.9106 | 1.6175 | 581206.234 | 34.27
17.5 | 0.090863 | 89.3949 | 16.6224 | 1.0476 | 2.6683e-05 | -7436.3906 | 1.6184 | 578099.5385 | 34.3061
17.6 | 0.090694 | 89.2206 | 16.5945 | 1.0467 | 2.6638e-05 | -7413.3352 | 1.6194 | 575060.5244 | 34.3416
17.7 | 0.090527 | 89.0494 | 16.567 | 1.0459 | 2.6594e-05 | -7390.7306 | 1.6203 | 572087.0228 | 34.3766
17.8 | 0.090364 | 88.8814 | 16.5401 | 1.0451 | 2.655e-05 | -7368.5676 | 1.6212 | 569177.4581 | 34.4111
17.9 | 0.090204 | 88.7165 | 16.5136 | 1.0443 | 2.6507e-05 | -7346.8369 | 1.6221 | 566330.2874 | 34.4451
18 | 0.090046 | 88.5546 | 16.4876 | 1.0436 | 2.6465e-05 | -7325.5256 | 1.623 | 563543.509 | 34.4787

## dacosta_micro_trend
global_length_domain | velocity | Re | Sh | cp_modulus | K | deltaP | f | Pn | outlet_conc_interface
0.1 | 0.19735 | 201.529 | 110.1411 | 1.1135 | 0.00018013 | -20210.2507 | 0.95156 | 3894219.9282 | 5.6419
0.2 | 0.19471 | 198.817 | 109.4034 | 1.1138 | 0.00017891 | -19738.463 | 0.95466 | 3751289.4865 | 5.7202
0.3 | 0.19208 | 196.1149 | 108.6634 | 1.1142 | 0.00017768 | -19273.1872 | 0.9578 | 3612251.4341 | 5.8003
0.4 | 0.18946 | 193.4229 | 107.9212 | 1.1146 | 0.00017646 | -18814.4342 | 0.96099 | 3477048.2997 | 5.8824
0.5 | 0.18685 | 190.7414 | 107.1767 | 1.115 | 0.00017522 | -18362.214 | 0.96421 | 3345622.237 | 5.9665
0.6 | 0.18425 | 188.0701 | 106.4298 | 1.1154 | 0.00017399 | -17916.4559 | 0.96748 | 3217892.4337 | 6.0527
0.7 | 0.18167 | 185.4094 | 105.6807 | 1.1158 | 0.00017275 | -17477.1708 | 0.97079 | 3093802.3162 | 6.141
0.8 | 0.17909 | 182.7596 | 104.9293 | 1.1161 | 0.00017151 | -17044.3686 | 0.97415 | 2973294.9429 | 6.2314
0.9 | 0.17652 | 180.1204 | 104.1755 | 1.1165 | 0.00017026 | -16617.9818 | 0.97756 | 2856292.3257 | 6.3242
1 | 0.17396 | 177.4923 | 103.4195 | 1.1169 | 0.00016901 | -16198.0212 | 0.98102 | 2742738.7082 | 6.4193
1.1 | 0.17142 | 174.8756 | 102.6611 | 1.1173 | 0.00016775 | -15784.4963 | 0.98452 | 2632577.976 | 6.5168
1.2 | 0.16888 | 172.27 | 101.9004 | 1.1177 | 0.00016649 | -15377.3427 | 0.98807 | 2525734.7885 | 6.6168
1.3 | 0.16636 | 169.6761 | 101.1374 | 1.1181 | 0.00016523 | -14976.5708 | 0.99168 | 2422154.137 | 6.7194
1.4 | 0.16384 | 167.094 | 100.3721 | 1.1185 | 0.00016396 | -14582.1896 | 0.99533 | 2321780.6677 | 6.8247
1.5 | 0.16134 | 164.5238 | 99.6045 | 1.1189 | 0.00016269 | -14194.1374 | 0.99904 | 2224541.5251 | 6.9327
1.6 | 0.15885 | 161.9658 | 98.8345 | 1.1193 | 0.00016142 | -13812.424 | 1.0028 | 2130382.3903 | 7.0437
1.7 | 0.15638 | 159.4204 | 98.0624 | 1.1197 | 0.00016014 | -13437.0574 | 1.0066 | 2039248.6157 | 7.1575
1.8 | 0.15391 | 156.8875 | 97.288 | 1.1201 | 0.00015886 | -13067.9788 | 1.0105 | 1951069.6824 | 7.2745
1.9 | 0.15146 | 154.3675 | 96.5113 | 1.1204 | 0.00015757 | -12705.1967 | 1.0144 | 1865791.9164 | 7.3946
2 | 0.14902 | 151.8608 | 95.7325 | 1.1208 | 0.00015628 | -12348.7182 | 1.0184 | 1783361.335 | 7.518
2.1 | 0.1466 | 149.3675 | 94.9514 | 1.1212 | 0.00015499 | -11998.4865 | 1.0225 | 1703709.623 | 7.6448
2.2 | 0.14418 | 146.8878 | 94.1683 | 1.1216 | 0.00015369 | -11654.5089 | 1.0266 | 1626783.7203 | 7.775
2.3 | 0.14178 | 144.4224 | 93.383 | 1.1219 | 0.00015239 | -11316.791 | 1.0308 | 1552530.2818 | 7.9089
2.4 | 0.1394 | 141.9711 | 92.5957 | 1.1223 | 0.00015109 | -10985.2779 | 1.035 | 1480883.0805 | 8.0466
2.5 | 0.13703 | 139.5345 | 91.8064 | 1.1226 | 0.00014978 | -10659.9751 | 1.0393 | 1411789.6538 | 8.1882
2.6 | 0.13467 | 137.113 | 91.0152 | 1.123 | 0.00014847 | -10340.8864 | 1.0437 | 1345197.2837 | 8.3337
2.7 | 0.13233 | 134.7067 | 90.222 | 1.1233 | 0.00014715 | -10027.9582 | 1.0482 | 1281041.7332 | 8.4834
2.8 | 0.13 | 132.3161 | 89.4271 | 1.1236 | 0.00014584 | -9721.194 | 1.0527 | 1219271.1388 | 8.6374
2.9 | 0.12769 | 129.9418 | 88.6305 | 1.1239 | 0.00014452 | -9420.5951 | 1.0573 | 1159833.4164 | 8.7958
3 | 0.1254 | 127.5837 | 87.8321 | 1.1242 | 0.0001432 | -9126.1088 | 1.0619 | 1102666.2416 | 8.9588
3.1 | 0.12312 | 125.2426 | 87.0323 | 1.1245 | 0.00014187 | -8837.736 | 1.0666 | 1047718.3703 | 9.1265
3.2 | 0.12086 | 122.9189 | 86.231 | 1.1247 | 0.00014054 | -8555.475 | 1.0714 | 994938.3795 | 9.2991
3.3 | 0.11862 | 120.6128 | 85.4283 | 1.125 | 0.00013921 | -8279.2735 | 1.0763 | 944265.8022 | 9.4768
3.4 | 0.11639 | 118.3248 | 84.6245 | 1.1252 | 0.00013788 | -8009.1289 | 1.0813 | 895650.0561 | 9.6596
3.5 | 0.11418 | 116.0557 | 83.8196 | 1.1254 | 0.00013655 | -7745.0363 | 1.0863 | 849040.4285 | 9.8478
3.6 | 0.11199 | 113.8056 | 83.0137 | 1.1256 | 0.00013521 | -7486.9427 | 1.0914 | 804378.2802 | 10.0416
3.7 | 0.10982 | 111.5751 | 82.207 | 1.1257 | 0.00013387 | -7234.8415 | 1.0966 | 761613.7573 | 10.2411
3.8 | 0.10767 | 109.365 | 81.3998 | 1.1259 | 0.00013253 | -6988.7237 | 1.1019 | 720696.9322 | 10.4464
3.9 | 0.10554 | 107.1754 | 80.592 | 1.126 | 0.0001312 | -6748.535 | 1.1073 | 681570.9916 | 10.6578
4 | 0.10343 | 105.0071 | 79.7841 | 1.126 | 0.00012986 | -6514.2641 | 1.1127 | 644186.9041 | 10.8754
4.1 | 0.10135 | 102.8607 | 78.9761 | 1.1261 | 0.00012852 | -6285.8969 | 1.1183 | 608495.6303 | 11.0994
4.2 | 0.099279 | 100.7366 | 78.1683 | 1.126 | 0.00012718 | -6063.3768 | 1.1239 | 574442.2123 | 11.33
4.3 | 0.097235 | 98.6356 | 77.3609 | 1.126 | 0.00012584 | -5846.6869 | 1.1296 | 541978.5651 | 11.5672
4.4 | 0.095214 | 96.5584 | 76.5542 | 1.1259 | 0.0001245 | -5635.807 | 1.1353 | 511056.6723 | 11.8114
4.5 | 0.093216 | 94.5053 | 75.7484 | 1.1258 | 0.00012316 | -5430.6776 | 1.1412 | 481623.4942 | 12.0626
4.6 | 0.091243 | 92.4771 | 74.9439 | 1.1256 | 0.00012183 | -5231.275 | 1.1472 | 453632.0501 | 12.3209
4.7 | 0.089295 | 90.4747 | 74.141 | 1.1254 | 0.0001205 | -5037.572 | 1.1532 | 427035.5138 | 12.5866
4.8 | 0.087372 | 88.4985 | 73.3399 | 1.1251 | 0.00011917 | -4849.5046 | 1.1593 | 401782.8645 | 12.8598
4.9 | 0.085476 | 86.5492 | 72.541 | 1.1247 | 0.00011785 | -4667.0415 | 1.1656 | 377828.4172 | 13.1405
5 | 0.083607 | 84.6277 | 71.7448 | 1.1243 | 0.00011653 | -4490.1474 | 1.1719 | 355126.739 | 13.4288
5.1 | 0.081765 | 82.7345 | 70.9515 | 1.1239 | 0.00011521 | -4318.753 | 1.1782 | 333628.9654 | 13.725
5.2 | 0.079952 | 80.8704 | 70.1615 | 1.1233 | 0.0001139 | -4152.8179 | 1.1847 | 313290.9343 | 14.0289
5.3 | 0.078168 | 79.0362 | 69.3755 | 1.1227 | 0.0001126 | -3992.2978 | 1.1912 | 294068.8437 | 14.3407
5.4 | 0.076413 | 77.2325 | 68.5936 | 1.122 | 0.0001113 | -3837.1167 | 1.1979 | 275916.1592 | 14.6604
5.5 | 0.074689 | 75.4601 | 67.8164 | 1.1213 | 0.00011001 | -3687.2244 | 1.2046 | 258790.5013 | 14.988
5.6 | 0.072996 | 73.7197 | 67.0445 | 1.1204 | 0.00010873 | -3542.5662 | 1.2113 | 242649.9678 | 15.3233
5.7 | 0.071335 | 72.012 | 66.2783 | 1.1195 | 0.00010746 | -3403.0587 | 1.2182 | 227450.56 | 15.6664
5.8 | 0.069706 | 70.3378 | 65.5183 | 1.1185 | 0.0001062 | -3268.6407 | 1.225 | 213151.9679 | 16.0171
5.9 | 0.068111 | 68.6977 | 64.7651 | 1.1174 | 0.00010495 | -3139.2467 | 1.232 | 199714.4801 | 16.3753
6 | 0.06655 | 67.0924 | 64.0191 | 1.1162 | 0.00010371 | -3014.7846 | 1.239 | 187096.8635 | 16.7407
6.1 | 0.098259 | 99.0286 | 77.7903 | 1.095 | 0.000126 | -5986.8916 | 1.1285 | 547958.8402 | 16.6837
6.2 | 0.096717 | 97.4434 | 77.1781 | 1.0943 | 0.00012499 | -5824.0373 | 1.1329 | 524089.4603 | 16.9377
6.3 | 0.095199 | 95.8831 | 76.5707 | 1.0935 | 0.00012398 | -5665.6385 | 1.1373 | 501252.6457 | 17.195
6.4 | 0.093706 | 94.348 | 75.9683 | 1.0927 | 0.00012298 | -5511.6497 | 1.1417 | 479414.6889 | 17.4554
6.5 | 0.092238 | 92.8386 | 75.3713 | 1.0919 | 0.00012199 | -5362.0227 | 1.1461 | 458542.2867 | 17.7189
6.6 | 0.090795 | 91.3548 | 74.7797 | 1.091 | 0.00012101 | -5216.6814 | 1.1505 | 438599.0924 | 17.9853
6.7 | 0.089378 | 89.8971 | 74.1939 | 1.0901 | 0.00012004 | -5075.5754 | 1.155 | 419553.1734 | 18.2545
6.8 | 0.087985 | 88.4657 | 73.614 | 1.0891 | 0.00011908 | -4938.6515 | 1.1595 | 401373.0533 | 18.5264
6.9 | 0.086619 | 87.0608 | 73.0404 | 1.0881 | 0.00011813 | -4805.8312 | 1.1639 | 384024.7193 | 18.8007
7 | 0.085279 | 85.6825 | 72.4731 | 1.0871 | 0.00011719 | -4677.0591 | 1.1684 | 367478.1127 | 19.0774
7.1 | 0.083965 | 84.3312 | 71.9126 | 1.086 | 0.00011626 | -4552.2774 | 1.1728 | 351703.6787 | 19.3562
7.2 | 0.082677 | 83.0069 | 71.3589 | 1.0849 | 0.00011534 | -4431.4052 | 1.1773 | 336669.7775 | 19.6369
7.3 | 0.081415 | 81.7098 | 70.8124 | 1.0838 | 0.00011444 | -4314.3825 | 1.1818 | 322348.3112 | 19.9194
7.4 | 0.080181 | 80.4401 | 70.2732 | 1.0826 | 0.00011355 | -4201.1473 | 1.1862 | 308711.7268 | 20.2034
7.5 | 0.078973 | 79.1978 | 69.7416 | 1.0814 | 0.00011267 | -4091.6163 | 1.1907 | 295730.7845 | 20.4887
7.6 | 0.077792 | 77.983 | 69.2178 | 1.0802 | 0.0001118 | -3985.7255 | 1.1951 | 283379.4159 | 20.775
7.7 | 0.076637 | 76.7959 | 68.702 | 1.0789 | 0.00011094 | -3883.4091 | 1.1995 | 271632.1305 | 21.0621
7.8 | 0.07551 | 75.6363 | 68.1943 | 1.0776 | 0.0001101 | -3784.582 | 1.2039 | 260462.097 | 21.3498
7.9 | 0.074409 | 74.5044 | 67.695 | 1.0763 | 0.00010928 | -3689.1769 | 1.2082 | 249845.3223 | 21.6378
8 | 0.073336 | 73.4002 | 67.2044 | 1.0749 | 0.00010847 | -3597.1247 | 1.2126 | 239758.4144 | 21.9258
8.1 | 0.072289 | 72.3236 | 66.7224 | 1.0735 | 0.00010767 | -3508.3393 | 1.2169 | 230176.9362 | 22.2135
8.2 | 0.071269 | 71.2745 | 66.2493 | 1.0721 | 0.00010689 | -3422.7505 | 1.2212 | 221078.9883 | 22.5007
8.3 | 0.070276 | 70.2529 | 65.7854 | 1.0707 | 0.00010612 | -3340.287 | 1.2254 | 212443.2839 | 22.7871
8.4 | 0.069309 | 69.2587 | 65.3306 | 1.0692 | 0.00010537 | -3260.8623 | 1.2296 | 204247.74 | 23.0724
8.5 | 0.068369 | 68.2916 | 64.8851 | 1.0677 | 0.00010463 | -3184.4045 | 1.2338 | 196472.5387 | 23.3562
8.6 | 0.067455 | 67.3515 | 64.4491 | 1.0662 | 0.00010391 | -3110.8406 | 1.2379 | 189098.4741 | 23.6384
8.7 | 0.066567 | 66.4383 | 64.0226 | 1.0647 | 0.00010321 | -3040.0848 | 1.2419 | 182105.7494 | 23.9187
8.8 | 0.065705 | 65.5516 | 63.6058 | 1.0632 | 0.00010252 | -2972.0642 | 1.2459 | 175476.5837 | 24.1967
8.9 | 0.064869 | 64.6913 | 63.1987 | 1.0617 | 0.00010185 | -2906.7056 | 1.2499 | 169193.7971 | 24.4722
9 | 0.064058 | 63.8571 | 62.8013 | 1.0602 | 0.00010119 | -2843.9244 | 1.2538 | 163239.7829 | 24.7449
9.1 | 0.063272 | 63.0486 | 62.4137 | 1.0586 | 0.00010055 | -2783.6479 | 1.2576 | 157598.7229 | 25.0146
9.2 | 0.06251 | 62.2655 | 62.036 | 1.0571 | 9.9928e-05 | -2725.8034 | 1.2614 | 152255.3776 | 25.281
9.3 | 0.061774 | 61.5075 | 61.6681 | 1.0555 | 9.9321e-05 | -2670.3086 | 1.2651 | 147194.2097 | 25.5439
9.4 | 0.061061 | 60.7742 | 61.31 | 1.054 | 9.8731e-05 | -2617.092 | 1.2688 | 142401.2617 | 25.803
9.5 | 0.060372 | 60.0652 | 60.9618 | 1.0525 | 9.8157e-05 | -2566.0824 | 1.2724 | 137863.1236 | 26.0582
9.6 | 0.059706 | 59.38 | 60.6234 | 1.051 | 9.7599e-05 | -2517.2006 | 1.2759 | 133566.185 | 26.3092
9.7 | 0.059062 | 58.7183 | 60.2946 | 1.0494 | 9.7057e-05 | -2470.3772 | 1.2793 | 129498.2251 | 26.5559
9.8 | 0.058442 | 58.0796 | 59.9756 | 1.0479 | 9.6531e-05 | -2425.5435 | 1.2827 | 125647.5317 | 26.7981
9.9 | 0.057843 | 57.4633 | 59.6662 | 1.0465 | 9.6022e-05 | -2382.6238 | 1.286 | 122002.264 | 27.0356
10 | 0.057265 | 56.8691 | 59.3662 | 1.045 | 9.5528e-05 | -2341.5519 | 1.2892 | 118551.7969 | 27.2684
10.1 | 0.056708 | 56.2964 | 59.0756 | 1.0435 | 9.5049e-05 | -2302.2621 | 1.2923 | 115285.9703 | 27.4962
10.2 | 0.056172 | 55.7447 | 58.7943 | 1.0421 | 9.4586e-05 | -2264.6832 | 1.2954 | 112194.5464 | 27.7189
10.3 | 0.055656 | 55.2135 | 58.5221 | 1.0407 | 9.4139e-05 | -2228.7523 | 1.2983 | 109268.3452 | 27.9366
10.4 | 0.055159 | 54.7023 | 58.2589 | 1.0393 | 9.3706e-05 | -2194.4077 | 1.3012 | 106498.606 | 28.1491
10.5 | 0.054681 | 54.2104 | 58.0046 | 1.038 | 9.3287e-05 | -2161.5829 | 1.3041 | 103876.524 | 28.3563
10.6 | 0.054221 | 53.7374 | 57.7589 | 1.0366 | 9.2884e-05 | -2130.2191 | 1.3068 | 101394.211 | 28.5583
10.7 | 0.053779 | 53.2828 | 57.5217 | 1.0353 | 9.2494e-05 | -2100.2587 | 1.3095 | 99044.1511 | 28.755
10.8 | 0.053355 | 52.8459 | 57.2929 | 1.034 | 9.2118e-05 | -2071.6403 | 1.3121 | 96818.8063 | 28.9464
10.9 | 0.052947 | 52.4262 | 57.0721 | 1.0328 | 9.1755e-05 | -2044.3095 | 1.3146 | 94711.4288 | 29.1325
11 | 0.052555 | 52.0232 | 56.8594 | 1.0316 | 9.1406e-05 | -2018.2131 | 1.317 | 92715.5978 | 29.3133
11.1 | 0.052179 | 51.6363 | 56.6543 | 1.0304 | 9.1069e-05 | -1993.2948 | 1.3194 | 90824.8836 | 29.489
11.2 | 0.051818 | 51.265 | 56.4568 | 1.0293 | 9.0744e-05 | -1969.5047 | 1.3217 | 89033.5346 | 29.6594
11.3 | 0.051472 | 50.9087 | 56.2666 | 1.0282 | 9.0432e-05 | -1946.7943 | 1.3239 | 87336.0845 | 29.8248
11.4 | 0.05114 | 50.5668 | 56.0835 | 1.0271 | 9.0132e-05 | -1925.1124 | 1.326 | 85727.0642 | 29.9851
11.5 | 0.050821 | 50.2389 | 55.9072 | 1.026 | 8.9843e-05 | -1904.4137 | 1.3281 | 84201.5858 | 30.1404
11.6 | 0.050516 | 49.9245 | 55.7377 | 1.025 | 8.9565e-05 | -1884.6541 | 1.3301 | 82755.0078 | 30.2909
11.7 | 0.050222 | 49.6229 | 55.5746 | 1.024 | 8.9297e-05 | -1865.7876 | 1.332 | 81382.6886 | 30.4367
11.8 | 0.049941 | 49.3337 | 55.4178 | 1.0231 | 8.904e-05 | -1847.7733 | 1.3339 | 80080.4842 | 30.5777
11.9 | 0.049672 | 49.0565 | 55.2669 | 1.0222 | 8.8793e-05 | -1830.5715 | 1.3357 | 78844.462 | 30.7143
12 | 0.049414 | 48.7906 | 55.1219 | 1.0213 | 8.8555e-05 | -1814.1411 | 1.3375 | 77670.6904 | 30.8464
12.1 | 0.098562 | 97.308 | 77.8486 | 1.0155 | 0.00012506 | -6115.9563 | 1.1332 | 522082.8852 | 30.7515
12.2 | 0.098302 | 97.0414 | 77.7454 | 1.0151 | 0.00012489 | -6088.1918 | 1.134 | 518144.3129 | 30.8206
12.3 | 0.098049 | 96.7812 | 77.6445 | 1.0148 | 0.00012473 | -6061.1448 | 1.1347 | 514318.4191 | 30.8884
12.4 | 0.097803 | 96.5272 | 77.546 | 1.0144 | 0.00012457 | -6034.797 | 1.1354 | 510601.8105 | 30.9549
12.5 | 0.097562 | 96.2793 | 77.4497 | 1.0141 | 0.00012441 | -6009.1305 | 1.1361 | 506991.176 | 31.0201
12.6 | 0.097327 | 96.0374 | 77.3555 | 1.0138 | 0.00012425 | -5984.1233 | 1.1368 | 503482.6708 | 31.0839
12.7 | 0.097097 | 95.8013 | 77.2635 | 1.0134 | 0.0001241 | -5959.7584 | 1.1375 | 500073.1972 | 31.1465
12.8 | 0.096873 | 95.5708 | 77.1736 | 1.0131 | 0.00012396 | -5936.0189 | 1.1382 | 496759.7335 | 31.2079
12.9 | 0.096654 | 95.3458 | 77.0858 | 1.0128 | 0.00012381 | -5912.8843 | 1.1388 | 493538.7682 | 31.2681
13 | 0.096441 | 95.1262 | 76.9999 | 1.0125 | 0.00012367 | -5890.3385 | 1.1394 | 490407.4762 | 31.327
13.1 | 0.096233 | 94.9118 | 76.916 | 1.0122 | 0.00012354 | -5868.3658 | 1.14 | 487363.1021 | 31.3848
13.2 | 0.096029 | 94.7025 | 76.834 | 1.0119 | 0.0001234 | -5846.947 | 1.1406 | 484402.4413 | 31.4414
13.3 | 0.09583 | 94.4981 | 76.7538 | 1.0117 | 0.00012327 | -5826.0673 | 1.1412 | 481522.9193 | 31.4969
13.4 | 0.095637 | 94.2986 | 76.6755 | 1.0114 | 0.00012314 | -5805.7119 | 1.1418 | 478722.0272 | 31.5513
13.5 | 0.095447 | 94.1038 | 76.5989 | 1.0111 | 0.00012302 | -5785.863 | 1.1424 | 475996.8421 | 31.6047
13.6 | 0.095262 | 93.9135 | 76.524 | 1.0109 | 0.00012289 | -5766.5066 | 1.1429 | 473345.0215 | 31.657
13.7 | 0.095081 | 93.7276 | 76.4508 | 1.0106 | 0.00012277 | -5747.6293 | 1.1435 | 470764.2837 | 31.7082
13.8 | 0.094905 | 93.5461 | 76.3792 | 1.0104 | 0.00012266 | -5729.2143 | 1.144 | 468251.9654 | 31.7585
13.9 | 0.094733 | 93.3687 | 76.3092 | 1.0102 | 0.00012254 | -5711.2489 | 1.1445 | 465805.9387 | 31.8078
14 | 0.094564 | 93.1955 | 76.2407 | 1.0099 | 0.00012243 | -5693.7203 | 1.145 | 463424.1317 | 31.8561
14.1 | 0.0944 | 93.0262 | 76.1738 | 1.0097 | 0.00012232 | -5676.6133 | 1.1455 | 461104.1209 | 31.9035
14.2 | 0.094239 | 92.8607 | 76.1083 | 1.0095 | 0.00012221 | -5659.916 | 1.146 | 458843.9765 | 31.95
14.3 | 0.094082 | 92.699 | 76.0442 | 1.0093 | 0.00012211 | -5643.6166 | 1.1465 | 456641.8212 | 31.9956
14.4 | 0.093928 | 92.5409 | 75.9815 | 1.0091 | 0.00012201 | -5627.7011 | 1.147 | 454495.4522 | 32.0403
14.5 | 0.093778 | 92.3863 | 75.9202 | 1.0089 | 0.00012191 | -5612.1584 | 1.1474 | 452403.1234 | 32.0842
14.6 | 0.093631 | 92.2351 | 75.8602 | 1.0087 | 0.00012181 | -5596.9779 | 1.1479 | 450363.1373 | 32.1273
14.7 | 0.093487 | 92.0873 | 75.8014 | 1.0085 | 0.00012171 | -5582.1465 | 1.1483 | 448373.4947 | 32.1696
14.8 | 0.093346 | 91.9427 | 75.7438 | 1.0083 | 0.00012162 | -5567.6542 | 1.1488 | 446432.6194 | 32.2111
14.9 | 0.093209 | 91.8012 | 75.6875 | 1.0081 | 0.00012153 | -5553.4912 | 1.1492 | 444538.9802 | 32.2518
15 | 0.093074 | 91.6627 | 75.6323 | 1.008 | 0.00012144 | -5539.6454 | 1.1496 | 442690.7654 | 32.2918
15.1 | 0.092942 | 91.5272 | 75.5783 | 1.0078 | 0.00012135 | -5526.1078 | 1.15 | 440886.5556 | 32.3311
15.2 | 0.092813 | 91.3945 | 75.5254 | 1.0076 | 0.00012126 | -5512.8693 | 1.1504 | 439124.9733 | 32.3697
15.3 | 0.092687 | 91.2646 | 75.4735 | 1.0075 | 0.00012118 | -5499.9191 | 1.1508 | 437404.3791 | 32.4076
15.4 | 0.092563 | 91.1374 | 75.4226 | 1.0073 | 0.00012109 | -5487.2487 | 1.1512 | 435723.4981 | 32.4449
15.5 | 0.092442 | 91.0127 | 75.3728 | 1.0072 | 0.00012101 | -5474.85 | 1.1516 | 434081.0941 | 32.4815
15.6 | 0.092323 | 90.8906 | 75.3239 | 1.007 | 0.00012093 | -5462.7131 | 1.152 | 432475.6859 | 32.5175
15.7 | 0.092207 | 90.771 | 75.276 | 1.0069 | 0.00012085 | -5450.8303 | 1.1523 | 430906.1313 | 32.5528
15.8 | 0.092093 | 90.6537 | 75.229 | 1.0067 | 0.00012078 | -5439.1943 | 1.1527 | 429371.3236 | 32.5876
15.9 | 0.091981 | 90.5387 | 75.1829 | 1.0066 | 0.0001207 | -5427.7959 | 1.153 | 427869.9263 | 32.6218
16 | 0.091872 | 90.426 | 75.1377 | 1.0065 | 0.00012063 | -5416.6284 | 1.1534 | 426400.9184 | 32.6555
16.1 | 0.091764 | 90.3154 | 75.0933 | 1.0064 | 0.00012055 | -5405.6852 | 1.1537 | 424963.3117 | 32.6886
16.2 | 0.091659 | 90.2069 | 75.0497 | 1.0062 | 0.00012048 | -5394.9578 | 1.154 | 423555.9012 | 32.7211
16.3 | 0.091555 | 90.1005 | 75.0069 | 1.0061 | 0.00012041 | -5384.4401 | 1.1544 | 422177.7767 | 32.7532
16.4 | 0.091453 | 89.996 | 74.9649 | 1.006 | 0.00012034 | -5374.1263 | 1.1547 | 420828.0574 | 32.7847
16.5 | 0.091354 | 89.8934 | 74.9236 | 1.0059 | 0.00012028 | -5364.0087 | 1.155 | 419505.6579 | 32.8158
16.6 | 0.091256 | 89.7927 | 74.883 | 1.0058 | 0.00012021 | -5354.0819 | 1.1553 | 418209.768 | 32.8464
16.7 | 0.091159 | 89.6938 | 74.8432 | 1.0057 | 0.00012015 | -5344.3404 | 1.1556 | 416939.6045 | 32.8765
16.8 | 0.091065 | 89.5966 | 74.804 | 1.0056 | 0.00012008 | -5334.7775 | 1.1559 | 415694.1896 | 32.9062
16.9 | 0.090972 | 89.5012 | 74.7655 | 1.0055 | 0.00012002 | -5325.3882 | 1.1562 | 414472.8039 | 32.9354
17 | 0.090881 | 89.4073 | 74.7276 | 1.0054 | 0.00011996 | -5316.1678 | 1.1565 | 413274.7517 | 32.9643
17.1 | 0.090791 | 89.3151 | 74.6904 | 1.0053 | 0.0001199 | -5307.1099 | 1.1568 | 412099.1524 | 32.9927
17.2 | 0.090703 | 89.2244 | 74.6538 | 1.0052 | 0.00011984 | -5298.2103 | 1.1571 | 410945.3679 | 33.0207
17.3 | 0.090616 | 89.1352 | 74.6177 | 1.0051 | 0.00011978 | -5289.4647 | 1.1574 | 409812.7808 | 33.0483
17.4 | 0.090531 | 89.0475 | 74.5822 | 1.005 | 0.00011972 | -5280.8674 | 1.1576 | 408700.5982 | 33.0755
17.5 | 0.090447 | 88.9612 | 74.5473 | 1.005 | 0.00011966 | -5272.4144 | 1.1579 | 407608.2542 | 33.1023
17.6 | 0.090364 | 88.8763 | 74.5129 | 1.0049 | 0.00011961 | -5264.1021 | 1.1582 | 406535.2019 | 33.1288
17.7 | 0.090283 | 88.7927 | 74.4791 | 1.0048 | 0.00011955 | -5255.9253 | 1.1584 | 405480.7263 | 33.155
17.8 | 0.090203 | 88.7104 | 74.4457 | 1.0047 | 0.0001195 | -5247.8805 | 1.1587 | 404444.3261 | 33.1807
17.9 | 0.090124 | 88.6294 | 74.4129 | 1.0047 | 0.00011944 | -5239.9643 | 1.1589 | 403425.5172 | 33.2062
18 | 0.090046 | 88.5496 | 74.3805 | 1.0046 | 0.00011939 | -5232.1721 | 1.1592 | 402423.654 | 33.2313

## koustou_micro_trend
global_length_domain | velocity | Re | Sh | cp_modulus | K | deltaP | f | Pn | outlet_conc_interface
0.1 | 0.19719 | 201.3675 | 53.1146 | 1.2663 | 8.6865e-05 | -53476.1879 | 2.5218 | 10295685.5855 | 6.4213
0.2 | 0.1944 | 198.4999 | 52.6858 | 1.2671 | 8.6156e-05 | -52080.8125 | 2.5269 | 9881894.1329 | 6.5174
0.3 | 0.19163 | 195.648 | 52.2567 | 1.2679 | 8.5448e-05 | -50710.0196 | 2.532 | 9481250.6515 | 6.6159
0.4 | 0.18887 | 192.8121 | 51.8273 | 1.2687 | 8.4738e-05 | -49363.6676 | 2.5372 | 9093472.353 | 6.7168
0.5 | 0.18613 | 189.9923 | 51.3977 | 1.2695 | 8.4029e-05 | -48041.6133 | 2.5425 | 8718279.2049 | 6.8201
0.6 | 0.1834 | 187.1884 | 50.9679 | 1.2704 | 8.3318e-05 | -46743.4817 | 2.5478 | 8355329.8714 | 6.926
0.7 | 0.18068 | 184.4006 | 50.5377 | 1.2712 | 8.2608e-05 | -45469.1398 | 2.5531 | 8004356.2095 | 7.0345
0.8 | 0.17799 | 181.6293 | 50.1074 | 1.2721 | 8.1897e-05 | -44218.4531 | 2.5585 | 7665092.5305 | 7.1457
0.9 | 0.17531 | 178.8741 | 49.6767 | 1.2729 | 8.1185e-05 | -42991.0671 | 2.564 | 7337217.7748 | 7.2597
1 | 0.17264 | 176.1353 | 49.2458 | 1.2738 | 8.0473e-05 | -41786.8562 | 2.5696 | 7020477.1169 | 7.3766
1.1 | 0.16999 | 173.4133 | 48.8148 | 1.2747 | 7.9761e-05 | -40605.6927 | 2.5752 | 6714617.9261 | 7.4965
1.2 | 0.16736 | 170.7078 | 48.3834 | 1.2755 | 7.9048e-05 | -39447.2406 | 2.5808 | 6419337.7343 | 7.6194
1.3 | 0.16474 | 168.0191 | 47.9518 | 1.2764 | 7.8335e-05 | -38311.3799 | 2.5866 | 6134393.855 | 7.7456
1.4 | 0.16214 | 165.3476 | 47.5201 | 1.2773 | 7.7621e-05 | -37197.9878 | 2.5924 | 5859545.5781 | 7.8749
1.5 | 0.15956 | 162.6931 | 47.0882 | 1.2782 | 7.6907e-05 | -36106.7449 | 2.5983 | 5594507.5113 | 8.0076
1.6 | 0.157 | 160.056 | 46.6561 | 1.279 | 7.6193e-05 | -35037.535 | 2.6042 | 5339048.0723 | 8.1438
1.7 | 0.15445 | 157.4366 | 46.2239 | 1.2799 | 7.5479e-05 | -33990.2382 | 2.6102 | 5092937.4767 | 8.2835
1.8 | 0.15192 | 154.8348 | 45.7915 | 1.2807 | 7.4764e-05 | -32964.5498 | 2.6163 | 4855906.0549 | 8.427
1.9 | 0.1494 | 152.251 | 45.3591 | 1.2816 | 7.4049e-05 | -31960.3551 | 2.6225 | 4627732.4336 | 8.5742
2 | 0.1469 | 149.6856 | 44.9266 | 1.2824 | 7.3334e-05 | -30977.5357 | 2.6288 | 4408196.8977 | 8.7253
2.1 | 0.14443 | 147.1385 | 44.4941 | 1.2832 | 7.2619e-05 | -30015.7988 | 2.6351 | 4197044.3049 | 8.8804
2.2 | 0.14197 | 144.6102 | 44.0616 | 1.284 | 7.1904e-05 | -29075.0295 | 2.6415 | 3994062.7322 | 9.0396
2.3 | 0.13952 | 142.101 | 43.6291 | 1.2848 | 7.1189e-05 | -28155.1086 | 2.648 | 3799041.8146 | 9.2031
2.4 | 0.1371 | 139.611 | 43.1968 | 1.2856 | 7.0475e-05 | -27255.7531 | 2.6545 | 3611739.8954 | 9.371
2.5 | 0.1347 | 137.1407 | 42.7646 | 1.2863 | 6.976e-05 | -26376.8456 | 2.6612 | 3431953.8787 | 9.5433
2.6 | 0.13231 | 134.6904 | 42.3326 | 1.287 | 6.9046e-05 | -25518.2641 | 2.6679 | 3259482.1654 | 9.7203
2.7 | 0.12995 | 132.2602 | 41.9009 | 1.2877 | 6.8332e-05 | -24679.7326 | 2.6747 | 3094095.6953 | 9.902
2.8 | 0.12761 | 129.8507 | 41.4694 | 1.2883 | 6.7618e-05 | -23861.1294 | 2.6816 | 2935599.7111 | 10.0886
2.9 | 0.12528 | 127.4624 | 41.0384 | 1.2889 | 6.6906e-05 | -23062.3268 | 2.6886 | 2783800.9309 | 10.2802
3 | 0.12298 | 125.0952 | 40.6078 | 1.2895 | 6.6194e-05 | -22283.0538 | 2.6956 | 2638482.1529 | 10.4768
3.1 | 0.1207 | 122.7498 | 40.1777 | 1.29 | 6.5482e-05 | -21523.1815 | 2.7028 | 2499456.6049 | 10.6787
3.2 | 0.11844 | 120.4268 | 39.7483 | 1.2904 | 6.4772e-05 | -20782.5747 | 2.71 | 2366539.0095 | 10.886
3.3 | 0.1162 | 118.1262 | 39.3195 | 1.2908 | 6.4063e-05 | -20060.9641 | 2.7174 | 2239523.435 | 11.0987
3.4 | 0.11398 | 115.8486 | 38.8915 | 1.2912 | 6.3355e-05 | -19358.2114 | 2.7248 | 2118230.8769 | 11.3171
3.5 | 0.11179 | 113.5946 | 38.4644 | 1.2914 | 6.2649e-05 | -18674.1713 | 2.7323 | 2002483.8841 | 11.5411
3.6 | 0.10962 | 111.3645 | 38.0382 | 1.2916 | 6.1944e-05 | -18008.5735 | 2.7399 | 1892087.3574 | 11.771
3.7 | 0.10747 | 109.1587 | 37.6131 | 1.2918 | 6.124e-05 | -17361.2678 | 2.7476 | 1786869.9763 | 12.0067
3.8 | 0.10535 | 106.978 | 37.1892 | 1.2918 | 6.0539e-05 | -16732.096 | 2.7553 | 1686662.0724 | 12.2485
3.9 | 0.10325 | 104.8225 | 36.7666 | 1.2918 | 5.984e-05 | -16120.7845 | 2.7632 | 1591279.0883 | 12.4963
4 | 0.10118 | 102.693 | 36.3454 | 1.2916 | 5.9144e-05 | -15527.1683 | 2.7712 | 1500557.4356 | 12.7504
4.1 | 0.099136 | 100.59 | 35.9258 | 1.2914 | 5.8449e-05 | -14951.0742 | 2.7792 | 1414335.3156 | 13.0106
4.2 | 0.097116 | 98.5138 | 35.5079 | 1.2911 | 5.7758e-05 | -14392.222 | 2.7873 | 1332438.5628 | 13.2772
4.3 | 0.095123 | 96.465 | 35.0918 | 1.2906 | 5.707e-05 | -13850.4301 | 2.7955 | 1254711.4952 | 13.5501
4.4 | 0.093157 | 94.4444 | 34.6778 | 1.29 | 5.6385e-05 | -13325.5079 | 2.8038 | 1181000.3911 | 13.8294
4.5 | 0.091219 | 92.4522 | 34.2658 | 1.2894 | 5.5703e-05 | -12817.166 | 2.8122 | 1111141.46 | 14.115
4.6 | 0.089309 | 90.4891 | 33.8562 | 1.2885 | 5.5026e-05 | -12325.2041 | 2.8207 | 1044987.2118 | 14.407
4.7 | 0.087428 | 88.5557 | 33.449 | 1.2876 | 5.4352e-05 | -11849.4123 | 2.8292 | 982392.3169 | 14.7054
4.8 | 0.085576 | 86.6523 | 33.0445 | 1.2865 | 5.3683e-05 | -11389.4902 | 2.8378 | 923203.4567 | 15.0101
4.9 | 0.083755 | 84.7797 | 32.6428 | 1.2852 | 5.3018e-05 | -10945.2171 | 2.8465 | 867281.7114 | 15.321
5 | 0.081963 | 82.9383 | 32.2441 | 1.2839 | 5.2359e-05 | -10516.3623 | 2.8553 | 814490.5415 | 15.6381
5.1 | 0.080203 | 81.1286 | 31.8485 | 1.2823 | 5.1705e-05 | -10102.6132 | 2.8641 | 764687.2852 | 15.9612
5.2 | 0.078474 | 79.3512 | 31.4564 | 1.2806 | 5.1056e-05 | -9703.7276 | 2.873 | 717742.034 | 16.2902
5.3 | 0.076777 | 77.6066 | 31.0678 | 1.2787 | 5.0413e-05 | -9319.4539 | 2.882 | 673527.4864 | 16.6248
5.4 | 0.075112 | 75.8951 | 30.683 | 1.2766 | 4.9777e-05 | -8949.4663 | 2.891 | 631911.874 | 16.9651
5.5 | 0.07348 | 74.2172 | 30.3022 | 1.2744 | 4.9147e-05 | -8593.5017 | 2.9 | 592774.762 | 17.3106
5.6 | 0.071881 | 72.5736 | 29.9255 | 1.272 | 4.8524e-05 | -8251.2879 | 2.9092 | 555998.5403 | 17.6611
5.7 | 0.070316 | 70.9645 | 29.5533 | 1.2694 | 4.7908e-05 | -7922.4866 | 2.9183 | 521462.5759 | 18.0163
5.8 | 0.068784 | 69.3902 | 29.1856 | 1.2666 | 4.73e-05 | -7606.8151 | 2.9275 | 489056.341 | 18.376
5.9 | 0.067288 | 67.8513 | 28.8227 | 1.2637 | 4.67e-05 | -7303.9827 | 2.9367 | 458672.3231 | 18.7398
6 | 0.065825 | 66.3479 | 28.4648 | 1.2605 | 4.6109e-05 | -7013.64 | 2.9459 | 430201.2158 | 19.1072
6.1 | 0.097233 | 97.975 | 35.5539 | 1.2102 | 5.7581e-05 | -14493.1916 | 2.7895 | 1311703.492 | 18.6272
6.2 | 0.095754 | 96.4544 | 35.2453 | 1.2083 | 5.7071e-05 | -14088.9332 | 2.7956 | 1254315.7464 | 18.8847
6.3 | 0.094301 | 94.9599 | 34.94 | 1.2063 | 5.6567e-05 | -13696.7936 | 2.8017 | 1199531.4299 | 19.144
6.4 | 0.092873 | 93.4919 | 34.6381 | 1.2043 | 5.6068e-05 | -13316.5652 | 2.8078 | 1147252.5044 | 19.4049
6.5 | 0.091471 | 92.0503 | 34.3397 | 1.2022 | 5.5574e-05 | -12948.0368 | 2.8139 | 1097383.0949 | 19.6673
6.6 | 0.090095 | 90.6352 | 34.0448 | 1.2001 | 5.5087e-05 | -12590.9307 | 2.82 | 1049821.2498 | 19.9309
6.7 | 0.088744 | 89.2467 | 33.7535 | 1.1978 | 5.4606e-05 | -12245.0347 | 2.8261 | 1004476.7047 | 20.1957
6.8 | 0.08742 | 87.885 | 33.466 | 1.1955 | 5.4131e-05 | -11910.1334 | 2.8322 | 961261.3723 | 20.4614
6.9 | 0.086122 | 86.5498 | 33.1822 | 1.1932 | 5.3662e-05 | -11585.9513 | 2.8383 | 920082.2134 | 20.7279
7 | 0.084849 | 85.2413 | 32.9023 | 1.1907 | 5.32e-05 | -11272.2732 | 2.8444 | 880856.6128 | 20.9949
7.1 | 0.083603 | 83.9596 | 32.6263 | 1.1882 | 5.2744e-05 | -10968.8807 | 2.8504 | 843504.128 | 21.2624
7.2 | 0.082382 | 82.7045 | 32.3544 | 1.1857 | 5.2295e-05 | -10675.5022 | 2.8564 | 807940.3324 | 21.53
7.3 | 0.081188 | 81.476 | 32.0864 | 1.1831 | 5.1852e-05 | -10391.9205 | 2.8624 | 774090.0884 | 21.7977
7.4 | 0.080019 | 80.2742 | 31.8227 | 1.1804 | 5.1417e-05 | -10117.9166 | 2.8684 | 741880.4042 | 22.0651
7.5 | 0.078876 | 79.0989 | 31.5631 | 1.1777 | 5.0989e-05 | -9853.2236 | 2.8743 | 711235.1264 | 22.3321
7.6 | 0.077759 | 77.95 | 31.3078 | 1.1749 | 5.0567e-05 | -9597.6246 | 2.8802 | 682086.3679 | 22.5985
7.7 | 0.076667 | 76.8274 | 31.0567 | 1.1721 | 5.0153e-05 | -9350.9015 | 2.886 | 654368.3372 | 22.8641
7.8 | 0.075601 | 75.731 | 30.81 | 1.1692 | 4.9746e-05 | -9112.7939 | 2.8919 | 628012.769 | 23.1287
7.9 | 0.07456 | 74.6606 | 30.5677 | 1.1663 | 4.9346e-05 | -8883.0871 | 2.8976 | 602958.7414 | 23.392
8 | 0.073545 | 73.6162 | 30.3298 | 1.1634 | 4.8954e-05 | -8661.5659 | 2.9034 | 579147.3542 | 23.6539
8.1 | 0.072554 | 72.5973 | 30.0964 | 1.1604 | 4.8569e-05 | -8447.9779 | 2.909 | 556517.799 | 23.9141
8.2 | 0.071588 | 71.604 | 29.8674 | 1.1574 | 4.8191e-05 | -8242.1126 | 2.9146 | 535015.7764 | 24.1726
8.3 | 0.070647 | 70.636 | 29.643 | 1.1543 | 4.7821e-05 | -8043.7597 | 2.9202 | 514588.9127 | 24.429
8.4 | 0.06973 | 69.693 | 29.4232 | 1.1513 | 4.7459e-05 | -7852.6766 | 2.9257 | 495183.383 | 24.6832
8.5 | 0.068837 | 68.7747 | 29.2078 | 1.1482 | 4.7104e-05 | -7668.6585 | 2.9311 | 476751.1155 | 24.935
8.6 | 0.067969 | 67.881 | 28.9971 | 1.1451 | 4.6757e-05 | -7491.5021 | 2.9365 | 459245.8496 | 25.1842
8.7 | 0.067123 | 67.0114 | 28.7909 | 1.142 | 4.6417e-05 | -7320.9757 | 2.9418 | 442620.2349 | 25.4307
8.8 | 0.066301 | 66.1658 | 28.5892 | 1.1389 | 4.6085e-05 | -7156.8824 | 2.947 | 426831.99 | 25.6743
8.9 | 0.065502 | 65.3437 | 28.3922 | 1.1357 | 4.5761e-05 | -6999.0272 | 2.9522 | 411840.5155 | 25.9148
9 | 0.064725 | 64.5449 | 28.1997 | 1.1326 | 4.5444e-05 | -6847.1906 | 2.9573 | 397604.4018 | 26.1522
9.1 | 0.063971 | 63.769 | 28.0117 | 1.1295 | 4.5134e-05 | -6701.1851 | 2.9623 | 384086.6902 | 26.3861
9.2 | 0.063239 | 63.0157 | 27.8283 | 1.1264 | 4.4833e-05 | -6560.8254 | 2.9672 | 371251.9644 | 26.6166
9.3 | 0.062528 | 62.2845 | 27.6494 | 1.1233 | 4.4538e-05 | -6425.9053 | 2.9721 | 359064.2095 | 26.8435
9.4 | 0.061838 | 61.5751 | 27.4749 | 1.1202 | 4.4251e-05 | -6296.2476 | 2.9769 | 347491.3047 | 27.0668
9.5 | 0.06117 | 60.8871 | 27.3049 | 1.1171 | 4.3972e-05 | -6171.678 | 2.9816 | 336502.5265 | 27.2862
9.6 | 0.060521 | 60.2201 | 27.1393 | 1.1141 | 4.3699e-05 | -6052.004 | 2.9862 | 326066.709 | 27.5017
9.7 | 0.059893 | 59.5737 | 26.978 | 1.1111 | 4.3434e-05 | -5937.0599 | 2.9907 | 316156.0807 | 27.7132
9.8 | 0.059284 | 58.9475 | 26.8211 | 1.1081 | 4.3176e-05 | -5826.6828 | 2.9951 | 306744.1219 | 27.9208
9.9 | 0.058695 | 58.341 | 26.6684 | 1.1051 | 4.2926e-05 | -5720.6945 | 2.9994 | 297803.9826 | 28.1242
10 | 0.058124 | 57.7538 | 26.52 | 1.1022 | 4.2682e-05 | -5618.9411 | 3.0037 | 289311.7615 | 28.3235
10.1 | 0.057571 | 57.1855 | 26.3757 | 1.0993 | 4.2445e-05 | -5521.2717 | 3.0078 | 281244.6665 | 28.5186
10.2 | 0.057037 | 56.6357 | 26.2355 | 1.0965 | 4.2215e-05 | -5427.5225 | 3.0119 | 273579.6538 | 28.7094
10.3 | 0.05652 | 56.1039 | 26.0993 | 1.0937 | 4.1991e-05 | -5337.5515 | 3.0159 | 266296.233 | 28.8961
10.4 | 0.05602 | 55.5896 | 25.9671 | 1.0909 | 4.1774e-05 | -5251.2198 | 3.0198 | 259374.8869 | 29.0785
10.5 | 0.055537 | 55.0925 | 25.8388 | 1.0882 | 4.1564e-05 | -5168.3779 | 3.0236 | 252795.9004 | 29.2567
10.6 | 0.05507 | 54.612 | 25.7144 | 1.0855 | 4.1359e-05 | -5088.8955 | 3.0273 | 246541.7627 | 29.4306
10.7 | 0.054619 | 54.1478 | 25.5937 | 1.0829 | 4.1162e-05 | -5012.6459 | 3.0309 | 240595.8098 | 29.6004
10.8 | 0.054183 | 53.6994 | 25.4767 | 1.0803 | 4.097e-05 | -4939.493 | 3.0345 | 234941.2157 | 29.7659
10.9 | 0.053762 | 53.2664 | 25.3633 | 1.0778 | 4.0784e-05 | -4869.3183 | 3.0379 | 229563.0523 | 29.9273
11 | 0.053356 | 52.8483 | 25.2534 | 1.0754 | 4.0604e-05 | -4802.0067 | 3.0412 | 224447.1232 | 30.0845
11.1 | 0.052964 | 52.4446 | 25.147 | 1.073 | 4.0429e-05 | -4737.435 | 3.0445 | 219579.0929 | 30.2377
11.2 | 0.052585 | 52.0551 | 25.044 | 1.0706 | 4.026e-05 | -4675.4959 | 3.0477 | 214946.2577 | 30.3869
11.3 | 0.05222 | 51.6791 | 24.9442 | 1.0683 | 4.0097e-05 | -4616.0854 | 3.0508 | 210536.5414 | 30.5321
11.4 | 0.051867 | 51.3164 | 24.8477 | 1.0661 | 3.9939e-05 | -4559.0925 | 3.0538 | 206337.7439 | 30.6733
11.5 | 0.051527 | 50.9665 | 24.7543 | 1.0639 | 3.9786e-05 | -4504.4205 | 3.0567 | 202339.0658 | 30.8108
11.6 | 0.051199 | 50.6289 | 24.6639 | 1.0618 | 3.9638e-05 | -4451.9756 | 3.0596 | 198530.244 | 30.9444
11.7 | 0.050883 | 50.3034 | 24.5765 | 1.0598 | 3.9495e-05 | -4401.6585 | 3.0623 | 194900.9005 | 31.0744
11.8 | 0.050577 | 49.9894 | 24.492 | 1.0577 | 3.9357e-05 | -4353.3822 | 3.065 | 191441.8597 | 31.2008
11.9 | 0.050283 | 49.6866 | 24.4102 | 1.0558 | 3.9223e-05 | -4307.0628 | 3.0676 | 188144.4021 | 31.3237
12 | 0.049999 | 49.3947 | 24.3312 | 1.0539 | 3.9094e-05 | -4262.6112 | 3.0702 | 184999.6999 | 31.4431
12.1 | 0.099689 | 98.4702 | 36.056 | 1.0395 | 5.7931e-05 | -15385.7593 | 2.7875 | 1330755.3534 | 31.1093
12.2 | 0.099386 | 98.1588 | 35.9933 | 1.0386 | 5.7828e-05 | -15300.2457 | 2.7887 | 1318753.3434 | 31.1758
12.3 | 0.09909 | 97.8548 | 35.9319 | 1.0377 | 5.7728e-05 | -15216.9931 | 2.7899 | 1307107.0427 | 31.241
12.4 | 0.098802 | 97.5582 | 35.872 | 1.0369 | 5.763e-05 | -15135.9468 | 2.7911 | 1295805.865 | 31.3048
12.5 | 0.098521 | 97.2687 | 35.8134 | 1.036 | 5.7534e-05 | -15057.0532 | 2.7923 | 1284839.4965 | 31.3672
12.6 | 0.098246 | 96.9862 | 35.7561 | 1.0352 | 5.744e-05 | -14980.2456 | 2.7934 | 1274196.0265 | 31.4284
12.7 | 0.097978 | 96.7105 | 35.7002 | 1.0344 | 5.7349e-05 | -14905.473 | 2.7945 | 1263865.8354 | 31.4883
12.8 | 0.097717 | 96.4416 | 35.6456 | 1.0336 | 5.726e-05 | -14832.685 | 2.7956 | 1253839.5496 | 31.5469
12.9 | 0.097462 | 96.1792 | 35.5922 | 1.0328 | 5.7172e-05 | -14761.8196 | 2.7967 | 1244106.3319 | 31.6043
13 | 0.097213 | 95.9231 | 35.5401 | 1.032 | 5.7087e-05 | -14692.8288 | 2.7977 | 1234657.4361 | 31.6604
13.1 | 0.09697 | 95.6733 | 35.4892 | 1.0312 | 5.7004e-05 | -14625.6657 | 2.7988 | 1225484.3385 | 31.7154
13.2 | 0.096733 | 95.4296 | 35.4395 | 1.0305 | 5.6923e-05 | -14560.2722 | 2.7998 | 1216577.1728 | 31.7692
13.3 | 0.096502 | 95.1918 | 35.3909 | 1.0298 | 5.6843e-05 | -14496.6037 | 2.8007 | 1207927.9826 | 31.8218
13.4 | 0.096277 | 94.9599 | 35.3435 | 1.0291 | 5.6766e-05 | -14434.6161 | 2.8017 | 1199529.0128 | 31.8734
13.5 | 0.096057 | 94.7336 | 35.2971 | 1.0284 | 5.669e-05 | -14374.2554 | 2.8026 | 1191371.2761 | 31.9238
13.6 | 0.095842 | 94.5128 | 35.2519 | 1.0277 | 5.6616e-05 | -14315.48 | 2.8035 | 1183447.5311 | 31.9732
13.7 | 0.095633 | 94.2974 | 35.2077 | 1.027 | 5.6544e-05 | -14258.2486 | 2.8044 | 1175750.7188 | 32.0215
13.8 | 0.095429 | 94.0873 | 35.1646 | 1.0264 | 5.6474e-05 | -14202.5111 | 2.8053 | 1168272.6489 | 32.0688
13.9 | 0.095229 | 93.8823 | 35.1224 | 1.0258 | 5.6405e-05 | -14148.2283 | 2.8062 | 1161006.7284 | 32.115
14 | 0.095035 | 93.6822 | 35.0813 | 1.0252 | 5.6338e-05 | -14095.3621 | 2.807 | 1153946.5302 | 32.1604
14.1 | 0.094845 | 93.4871 | 35.0411 | 1.0246 | 5.6272e-05 | -14043.8656 | 2.8078 | 1147084.5875 | 32.2047
14.2 | 0.09466 | 93.2967 | 35.0019 | 1.024 | 5.6208e-05 | -13993.7024 | 2.8086 | 1140414.8972 | 32.2481
14.3 | 0.09448 | 93.1109 | 34.9635 | 1.0234 | 5.6146e-05 | -13944.8369 | 2.8094 | 1133931.6072 | 32.2906
14.4 | 0.094303 | 92.9295 | 34.9261 | 1.0228 | 5.6084e-05 | -13897.2257 | 2.8102 | 1127627.9091 | 32.3323
14.5 | 0.094131 | 92.7526 | 34.8895 | 1.0223 | 5.6025e-05 | -13850.8349 | 2.8109 | 1121498.3376 | 32.373
14.6 | 0.093964 | 92.5799 | 34.8538 | 1.0218 | 5.5966e-05 | -13805.6312 | 2.8117 | 1115537.5657 | 32.4129
14.7 | 0.0938 | 92.4114 | 34.819 | 1.0213 | 5.591e-05 | -13761.5745 | 2.8124 | 1109739.386 | 32.452
14.8 | 0.09364 | 92.2469 | 34.7849 | 1.0207 | 5.5854e-05 | -13718.6332 | 2.8131 | 1104098.825 | 32.4903
14.9 | 0.093484 | 92.0863 | 34.7516 | 1.0203 | 5.58e-05 | -13676.7766 | 2.8138 | 1098611.0366 | 32.5279
15 | 0.093331 | 91.9296 | 34.7191 | 1.0198 | 5.5747e-05 | -13635.9673 | 2.8144 | 1093270.3633 | 32.5646
15.1 | 0.093182 | 91.7765 | 34.6873 | 1.0193 | 5.5695e-05 | -13596.1762 | 2.8151 | 1088072.2832 | 32.6007
15.2 | 0.093037 | 91.627 | 34.6563 | 1.0189 | 5.5644e-05 | -13557.3748 | 2.8157 | 1083012.3919 | 32.636
15.3 | 0.092895 | 91.4811 | 34.6259 | 1.0184 | 5.5595e-05 | -13519.5286 | 2.8164 | 1078085.5365 | 32.6706
15.4 | 0.092757 | 91.3385 | 34.5963 | 1.018 | 5.5546e-05 | -13482.6106 | 2.817 | 1073287.611 | 32.7046
15.5 | 0.092621 | 91.1993 | 34.5673 | 1.0176 | 5.5499e-05 | -13446.5947 | 2.8176 | 1068614.618 | 32.7379
15.6 | 0.092489 | 91.0632 | 34.5389 | 1.0172 | 5.5453e-05 | -13411.4487 | 2.8182 | 1064061.8684 | 32.7706
15.7 | 0.09236 | 90.9303 | 34.5112 | 1.0168 | 5.5408e-05 | -13377.1481 | 2.8188 | 1059625.6399 | 32.8026
15.8 | 0.092233 | 90.8004 | 34.4841 | 1.0164 | 5.5363e-05 | -13343.6687 | 2.8193 | 1055302.3112 | 32.8341
15.9 | 0.09211 | 90.6734 | 34.4576 | 1.016 | 5.532e-05 | -13310.9809 | 2.8199 | 1051087.6203 | 32.865
16 | 0.091989 | 90.5493 | 34.4317 | 1.0157 | 5.5278e-05 | -13279.0622 | 2.8204 | 1046978.1994 | 32.8953
16.1 | 0.091871 | 90.428 | 34.4063 | 1.0153 | 5.5236e-05 | -13247.8904 | 2.8209 | 1042970.7747 | 32.925
16.2 | 0.091756 | 90.3093 | 34.3815 | 1.015 | 5.5196e-05 | -13217.4384 | 2.8215 | 1039061.4777 | 32.9543
16.3 | 0.091643 | 90.1933 | 34.3572 | 1.0147 | 5.5156e-05 | -13187.6856 | 2.822 | 1035247.2686 | 32.983
16.4 | 0.091533 | 90.0798 | 34.3335 | 1.0143 | 5.5118e-05 | -13158.6116 | 2.8225 | 1031525.1944 | 33.0112
16.5 | 0.091425 | 89.9687 | 34.3102 | 1.014 | 5.508e-05 | -13130.1917 | 2.8229 | 1027891.749 | 33.0389
16.6 | 0.091319 | 89.86 | 34.2874 | 1.0137 | 5.5043e-05 | -13102.407 | 2.8234 | 1024344.1953 | 33.0661
16.7 | 0.091216 | 89.7536 | 34.2651 | 1.0134 | 5.5006e-05 | -13075.2391 | 2.8239 | 1020879.8767 | 33.0929
16.8 | 0.091114 | 89.6495 | 34.2433 | 1.0132 | 5.4971e-05 | -13048.6654 | 2.8244 | 1017495.62 | 33.1193
16.9 | 0.091015 | 89.5475 | 34.2219 | 1.0129 | 5.4936e-05 | -13022.6687 | 2.8248 | 1014188.967 | 33.1452
17 | 0.090918 | 89.4476 | 34.2009 | 1.0126 | 5.4902e-05 | -12997.2323 | 2.8252 | 1010957.5334 | 33.1706
17.1 | 0.090823 | 89.3498 | 34.1803 | 1.0123 | 5.4868e-05 | -12972.3356 | 2.8257 | 1007798.452 | 33.1957
17.2 | 0.09073 | 89.254 | 34.1602 | 1.0121 | 5.4835e-05 | -12947.9631 | 2.8261 | 1004709.5201 | 33.2204
17.3 | 0.090638 | 89.16 | 34.1404 | 1.0119 | 5.4803e-05 | -12924.0996 | 2.8265 | 1001688.6035 | 33.2447
17.4 | 0.090549 | 89.068 | 34.1211 | 1.0116 | 5.4772e-05 | -12900.7265 | 2.8269 | 998733.114 | 33.2686
17.5 | 0.090461 | 88.9777 | 34.1021 | 1.0114 | 5.4741e-05 | -12877.8297 | 2.8273 | 995841.083 | 33.2921
17.6 | 0.090375 | 88.8892 | 34.0834 | 1.0112 | 5.471e-05 | -12855.3956 | 2.8277 | 993010.6045 | 33.3153
17.7 | 0.09029 | 88.8024 | 34.0651 | 1.0109 | 5.468e-05 | -12833.4073 | 2.8281 | 990239.3442 | 33.3382
17.8 | 0.090207 | 88.7172 | 34.0472 | 1.0107 | 5.4651e-05 | -12811.852 | 2.8285 | 987525.5466 | 33.3607
17.9 | 0.090126 | 88.6336 | 34.0296 | 1.0105 | 5.4622e-05 | -12790.7177 | 2.8289 | 984867.5128 | 33.3829
18 | 0.090046 | 88.5516 | 34.0122 | 1.0103 | 5.4594e-05 | -12769.9889 | 2.8292 | 982263.1391 | 33.4047

## kuroda_micro_trend
global_length_domain | velocity | Re | Sh | cp_modulus | K | deltaP | f | Pn | outlet_conc_interface
0.1 | 0.1973 | 201.4807 | 58.558 | 1.2284 | 9.5767e-05 | -28912.5593 | 1.3619 | 5569671.8006 | 6.2258
0.2 | 0.19462 | 198.7226 | 58.159 | 1.229 | 9.5107e-05 | -28214.3718 | 1.3659 | 5359545.7704 | 6.3148
0.3 | 0.19195 | 195.9765 | 57.759 | 1.2297 | 9.4446e-05 | -27526.7135 | 1.3699 | 5155455.4317 | 6.406
0.4 | 0.18929 | 193.2426 | 57.358 | 1.2303 | 9.3782e-05 | -26849.5771 | 1.3739 | 4957298.4372 | 6.4993
0.5 | 0.18664 | 190.5213 | 56.9561 | 1.231 | 9.3117e-05 | -26182.9539 | 1.378 | 4764972.3433 | 6.5949
0.6 | 0.184 | 187.8123 | 56.5531 | 1.2317 | 9.2451e-05 | -25526.7164 | 1.3822 | 4578341.6342 | 6.6928
0.7 | 0.18138 | 185.116 | 56.1492 | 1.2323 | 9.1782e-05 | -24880.8578 | 1.3864 | 4397306.7619 | 6.7931
0.8 | 0.17877 | 182.4327 | 55.7442 | 1.233 | 9.1112e-05 | -24245.3696 | 1.3906 | 4221768.0651 | 6.8959
0.9 | 0.17617 | 179.7621 | 55.3383 | 1.2336 | 9.044e-05 | -23620.1304 | 1.395 | 4051595.7244 | 7.0012
1 | 0.17358 | 177.1047 | 54.9314 | 1.2343 | 8.9767e-05 | -23005.1334 | 1.3993 | 3886692.7685 | 7.1091
1.1 | 0.17101 | 174.4608 | 54.5235 | 1.235 | 8.9092e-05 | -22400.3701 | 1.4038 | 3726962.1034 | 7.2197
1.2 | 0.16845 | 171.8302 | 54.1146 | 1.2356 | 8.8415e-05 | -21805.7243 | 1.4082 | 3572279.225 | 7.3331
1.3 | 0.16591 | 169.2132 | 53.7047 | 1.2363 | 8.7737e-05 | -21221.1889 | 1.4128 | 3422549.5446 | 7.4494
1.4 | 0.16337 | 166.6103 | 53.2939 | 1.2369 | 8.7057e-05 | -20646.755 | 1.4174 | 3277678.3489 | 7.5686
1.5 | 0.16085 | 164.0213 | 52.8822 | 1.2375 | 8.6375e-05 | -20082.3108 | 1.4221 | 3137546.1028 | 7.6909
1.6 | 0.15835 | 161.4467 | 52.4695 | 1.2382 | 8.5692e-05 | -19527.8486 | 1.4268 | 3002060.4351 | 7.8164
1.7 | 0.15586 | 158.8867 | 52.0559 | 1.2388 | 8.5007e-05 | -18983.3582 | 1.4316 | 2871128.8562 | 7.9451
1.8 | 0.15338 | 156.3414 | 51.6414 | 1.2394 | 8.4321e-05 | -18448.7319 | 1.4365 | 2744636.4891 | 8.0772
1.9 | 0.15092 | 153.8112 | 51.226 | 1.24 | 8.3633e-05 | -17923.9606 | 1.4414 | 2622493.0454 | 8.2127
2 | 0.14847 | 151.2964 | 50.8098 | 1.2406 | 8.2944e-05 | -17409.0321 | 1.4464 | 2504608.1336 | 8.3517
2.1 | 0.14604 | 148.797 | 50.3927 | 1.2412 | 8.2253e-05 | -16903.8425 | 1.4515 | 2390871.2601 | 8.4945
2.2 | 0.14362 | 146.3136 | 49.9748 | 1.2417 | 8.1561e-05 | -16408.38 | 1.4566 | 2281194.1166 | 8.641
2.3 | 0.14122 | 143.8465 | 49.5562 | 1.2422 | 8.0868e-05 | -15922.6304 | 1.4618 | 2175488.317 | 8.7914
2.4 | 0.13884 | 141.3957 | 49.1368 | 1.2428 | 8.0173e-05 | -15446.4921 | 1.4671 | 2073647.5145 | 8.9459
2.5 | 0.13647 | 138.9617 | 48.7167 | 1.2432 | 7.9477e-05 | -14979.9506 | 1.4724 | 1975585.3128 | 9.1044
2.6 | 0.13412 | 136.5451 | 48.296 | 1.2437 | 7.878e-05 | -14522.9883 | 1.4779 | 1881215.2735 | 9.2672
2.7 | 0.13178 | 134.1458 | 47.8746 | 1.2441 | 7.8082e-05 | -14075.5055 | 1.4834 | 1790434.9999 | 9.4344
2.8 | 0.12947 | 131.7645 | 47.4527 | 1.2445 | 7.7383e-05 | -13637.4836 | 1.489 | 1703159.9764 | 9.6061
2.9 | 0.12717 | 129.4015 | 47.0303 | 1.2449 | 7.6683e-05 | -13208.9013 | 1.4947 | 1619305.6921 | 9.7824
3 | 0.12489 | 127.0571 | 46.6073 | 1.2453 | 7.5983e-05 | -12789.6593 | 1.5004 | 1538773.5468 | 9.9635
3.1 | 0.12262 | 124.7317 | 46.184 | 1.2456 | 7.5281e-05 | -12379.7346 | 1.5062 | 1461480.9132 | 10.1494
3.2 | 0.12038 | 122.4259 | 45.7604 | 1.2458 | 7.4579e-05 | -11979.1006 | 1.5121 | 1387345.2284 | 10.3403
3.3 | 0.11816 | 120.1399 | 45.3365 | 1.246 | 7.3877e-05 | -11587.6578 | 1.5181 | 1316271.5804 | 10.5364
3.4 | 0.11595 | 117.8743 | 44.9124 | 1.2462 | 7.3174e-05 | -11205.3774 | 1.5242 | 1248179.2806 | 10.7378
3.5 | 0.11377 | 115.6296 | 44.4883 | 1.2463 | 7.2471e-05 | -10832.2267 | 1.5304 | 1182987.7778 | 10.9445
3.6 | 0.1116 | 113.406 | 44.064 | 1.2464 | 7.1768e-05 | -10468.1048 | 1.5366 | 1120605.788 | 11.1567
3.7 | 0.10946 | 111.2043 | 43.6399 | 1.2464 | 7.1065e-05 | -10112.9759 | 1.543 | 1060954.6569 | 11.3746
3.8 | 0.10734 | 109.0249 | 43.216 | 1.2463 | 7.0362e-05 | -9766.8001 | 1.5494 | 1003955.9545 | 11.5982
3.9 | 0.10524 | 106.8682 | 42.7923 | 1.2461 | 6.966e-05 | -9429.4738 | 1.5559 | 949522.0162 | 11.8277
4 | 0.10317 | 104.7347 | 42.369 | 1.2459 | 6.8958e-05 | -9100.9531 | 1.5625 | 897576.3647 | 12.0632
4.1 | 0.10112 | 102.6253 | 41.9463 | 1.2457 | 6.8257e-05 | -8781.1897 | 1.5692 | 848042.8496 | 12.3047
4.2 | 0.099087 | 100.5401 | 41.5242 | 1.2453 | 6.7557e-05 | -8470.0758 | 1.576 | 800837.469 | 12.5524
4.3 | 0.097083 | 98.4798 | 41.1028 | 1.2448 | 6.6859e-05 | -8167.5583 | 1.5829 | 755886.1152 | 12.8064
4.4 | 0.095103 | 96.4451 | 40.6824 | 1.2443 | 6.6162e-05 | -7873.5791 | 1.5898 | 713115.1236 | 13.0667
4.5 | 0.093149 | 94.4363 | 40.263 | 1.2437 | 6.5466e-05 | -7588.0251 | 1.5969 | 672444.2529 | 13.3334
4.6 | 0.091221 | 92.4542 | 39.8448 | 1.2429 | 6.4773e-05 | -7310.8325 | 1.604 | 633802.0051 | 13.6066
4.7 | 0.089319 | 90.4994 | 39.428 | 1.2421 | 6.4082e-05 | -7041.9326 | 1.6112 | 597117.4565 | 13.8862
4.8 | 0.087444 | 88.5723 | 39.0127 | 1.2411 | 6.3393e-05 | -6781.2053 | 1.6185 | 562314.2745 | 14.1724
4.9 | 0.085597 | 86.6735 | 38.5992 | 1.24 | 6.2707e-05 | -6528.5752 | 1.6259 | 529323.857 | 14.4651
5 | 0.083778 | 84.8039 | 38.1876 | 1.2389 | 6.2024e-05 | -6283.9617 | 1.6334 | 498078.3188 | 14.7643
5.1 | 0.081988 | 82.9636 | 37.778 | 1.2375 | 6.1345e-05 | -6047.2366 | 1.6409 | 468505.431 | 15.07
5.2 | 0.080227 | 81.1535 | 37.3708 | 1.2361 | 6.067e-05 | -5818.3122 | 1.6485 | 440539.8111 | 15.382
5.3 | 0.078496 | 79.3742 | 36.9661 | 1.2345 | 5.9999e-05 | -5597.0948 | 1.6562 | 414116.9447 | 15.7004
5.4 | 0.076796 | 77.626 | 36.5641 | 1.2328 | 5.9332e-05 | -5383.4476 | 1.664 | 389168.9373 | 16.0251
5.5 | 0.075126 | 75.9096 | 36.165 | 1.231 | 5.867e-05 | -5177.2695 | 1.6718 | 365633.9758 | 16.3558
5.6 | 0.073488 | 74.2257 | 35.7691 | 1.229 | 5.8014e-05 | -4978.4535 | 1.6797 | 343451.2687 | 16.6923
5.7 | 0.071882 | 72.5746 | 35.3766 | 1.2268 | 5.7363e-05 | -4786.8535 | 1.6877 | 322557.5074 | 17.0347
5.8 | 0.070308 | 70.9568 | 34.9877 | 1.2246 | 5.6718e-05 | -4602.355 | 1.6957 | 302894.805 | 17.3825
5.9 | 0.068768 | 69.373 | 34.6027 | 1.2221 | 5.608e-05 | -4424.8378 | 1.7037 | 284406.4459 | 17.7355
6 | 0.06726 | 67.8234 | 34.2218 | 1.2195 | 5.5448e-05 | -4254.1464 | 1.7118 | 267033.9562 | 18.0935
6.1 | 0.099357 | 100.1579 | 41.5934 | 1.1809 | 6.738e-05 | -8554.7208 | 1.5773 | 792372.2324 | 17.7895
6.2 | 0.097847 | 98.6054 | 41.2764 | 1.1793 | 6.6854e-05 | -8325.3686 | 1.5824 | 758579.38 | 18.0395
6.3 | 0.096361 | 97.0777 | 40.9621 | 1.1777 | 6.6333e-05 | -8102.3663 | 1.5876 | 726242.1552 | 18.2918
6.4 | 0.094899 | 95.575 | 40.6505 | 1.176 | 6.5817e-05 | -7885.6316 | 1.5929 | 695311.051 | 18.5463
6.5 | 0.093462 | 94.0977 | 40.3418 | 1.1743 | 6.5305e-05 | -7675.0798 | 1.5981 | 665737.3459 | 18.8029
6.6 | 0.09205 | 92.6455 | 40.036 | 1.1725 | 6.4798e-05 | -7470.5869 | 1.6033 | 637468.2094 | 19.0614
6.7 | 0.090663 | 91.2189 | 39.7333 | 1.1706 | 6.4297e-05 | -7272.0658 | 1.6085 | 610457.259 | 19.3216
6.8 | 0.0893 | 89.818 | 39.4338 | 1.1687 | 6.38e-05 | -7079.4264 | 1.6138 | 584658.9488 | 19.5835
6.9 | 0.087963 | 88.4428 | 39.1375 | 1.1667 | 6.3309e-05 | -6892.5435 | 1.619 | 560024.3092 | 19.8469
7 | 0.08665 | 87.0935 | 38.8445 | 1.1647 | 6.2824e-05 | -6711.3253 | 1.6242 | 536510.1491 | 20.1116
7.1 | 0.085363 | 85.7701 | 38.555 | 1.1626 | 6.2344e-05 | -6535.6772 | 1.6295 | 514074.1554 | 20.3774
7.2 | 0.084102 | 84.4727 | 38.2691 | 1.1605 | 6.187e-05 | -6365.473 | 1.6347 | 492671.1952 | 20.6442
7.3 | 0.082865 | 83.2014 | 37.9867 | 1.1583 | 6.1403e-05 | -6200.6168 | 1.6399 | 472261.3109 | 20.9117
7.4 | 0.081655 | 81.9562 | 37.7081 | 1.1561 | 6.0941e-05 | -6041.0106 | 1.6451 | 452805.453 | 21.1797
7.5 | 0.080469 | 80.7371 | 37.4333 | 1.1538 | 6.0486e-05 | -5886.5274 | 1.6503 | 434262.2784 | 21.4482
7.6 | 0.079309 | 79.5441 | 37.1624 | 1.1514 | 6.0038e-05 | -5737.0684 | 1.6555 | 416595.075 | 21.7168
7.7 | 0.078174 | 78.3772 | 36.8955 | 1.149 | 5.9596e-05 | -5592.5329 | 1.6606 | 399768.056 | 21.9854
7.8 | 0.077065 | 77.2364 | 36.6326 | 1.1466 | 5.9161e-05 | -5452.7942 | 1.6657 | 383743.5934 | 22.2537
7.9 | 0.075981 | 76.1215 | 36.3738 | 1.1441 | 5.8733e-05 | -5317.7512 | 1.6708 | 368488.198 | 22.5215
8 | 0.074922 | 75.0326 | 36.1193 | 1.1416 | 5.8311e-05 | -5187.3015 | 1.6759 | 353969.3096 | 22.7887
8.1 | 0.073888 | 73.9694 | 35.869 | 1.1391 | 5.7897e-05 | -5061.3197 | 1.6809 | 340152.9095 | 23.055
8.2 | 0.07288 | 72.932 | 35.623 | 1.1365 | 5.7491e-05 | -4939.7035 | 1.6859 | 327008.6722 | 23.3202
8.3 | 0.071896 | 71.9201 | 35.3814 | 1.1339 | 5.7091e-05 | -4822.3501 | 1.6909 | 314507.1901 | 23.5841
8.4 | 0.070937 | 70.9336 | 35.1443 | 1.1313 | 5.6699e-05 | -4709.136 | 1.6958 | 302617.9167 | 23.8464
8.5 | 0.070002 | 69.9722 | 34.9116 | 1.1287 | 5.6314e-05 | -4599.9592 | 1.7006 | 291313.5936 | 24.107
8.6 | 0.069092 | 69.0359 | 34.6834 | 1.126 | 5.5937e-05 | -4494.7171 | 1.7055 | 280567.8553 | 24.3656
8.7 | 0.068205 | 68.1244 | 34.4599 | 1.1233 | 5.5568e-05 | -4393.2896 | 1.7102 | 270353.4593 | 24.6221
8.8 | 0.067343 | 67.2373 | 34.2409 | 1.1206 | 5.5206e-05 | -4295.5758 | 1.7149 | 260646.0826 | 24.8763
8.9 | 0.066504 | 66.3746 | 34.0265 | 1.1179 | 5.4852e-05 | -4201.4748 | 1.7196 | 251422.2578 | 25.1279
9 | 0.065689 | 65.5359 | 33.8168 | 1.1152 | 5.4505e-05 | -4110.8703 | 1.7242 | 242657.8505 | 25.3768
9.1 | 0.064896 | 64.7208 | 33.6117 | 1.1125 | 5.4167e-05 | -4023.6639 | 1.7287 | 234331.3106 | 25.6228
9.2 | 0.064127 | 63.9292 | 33.4113 | 1.1098 | 5.3836e-05 | -3939.7574 | 1.7332 | 226421.8954 | 25.8657
9.3 | 0.06338 | 63.1606 | 33.2155 | 1.1071 | 5.3513e-05 | -3859.0394 | 1.7376 | 218908.3606 | 26.1055
9.4 | 0.062655 | 62.4147 | 33.0244 | 1.1044 | 5.3198e-05 | -3781.4145 | 1.742 | 211771.7414 | 26.3418
9.5 | 0.061951 | 61.6912 | 32.8379 | 1.1017 | 5.289e-05 | -3706.7885 | 1.7462 | 204993.8239 | 26.5746
9.6 | 0.061269 | 60.9897 | 32.6561 | 1.099 | 5.259e-05 | -3635.0552 | 1.7504 | 198556.0202 | 26.8038
9.7 | 0.060609 | 60.3097 | 32.4788 | 1.0964 | 5.2298e-05 | -3566.1237 | 1.7546 | 192441.7448 | 27.0292
9.8 | 0.059968 | 59.6511 | 32.3062 | 1.0938 | 5.2013e-05 | -3499.9039 | 1.7586 | 186635.1016 | 27.2507
9.9 | 0.059348 | 59.0132 | 32.1381 | 1.0912 | 5.1736e-05 | -3436.2959 | 1.7626 | 181119.9162 | 27.4683
10 | 0.058748 | 58.3957 | 31.9745 | 1.0886 | 5.1467e-05 | -3375.2136 | 1.7665 | 175881.7667 | 27.6818
10.1 | 0.058167 | 57.7982 | 31.8154 | 1.086 | 5.1205e-05 | -3316.572 | 1.7703 | 170906.8556 | 27.8911
10.2 | 0.057605 | 57.2202 | 31.6607 | 1.0835 | 5.095e-05 | -3260.2776 | 1.774 | 166181.1777 | 28.0962
10.3 | 0.057062 | 56.6614 | 31.5104 | 1.0811 | 5.0702e-05 | -3206.2496 | 1.7777 | 161692.2554 | 28.2971
10.4 | 0.056537 | 56.1212 | 31.3644 | 1.0786 | 5.0462e-05 | -3154.4086 | 1.7813 | 157428.1701 | 28.4936
10.5 | 0.05603 | 55.5992 | 31.2227 | 1.0762 | 5.0229e-05 | -3104.6678 | 1.7848 | 153376.8463 | 28.6859
10.6 | 0.05554 | 55.095 | 31.0852 | 1.0739 | 5.0003e-05 | -3056.9521 | 1.7882 | 149527.5353 | 28.8737
10.7 | 0.055067 | 54.6081 | 30.9518 | 1.0715 | 4.9783e-05 | -3011.1876 | 1.7915 | 145869.9834 | 29.0572
10.8 | 0.05461 | 54.1381 | 30.8224 | 1.0693 | 4.9571e-05 | -2967.2946 | 1.7948 | 142393.8154 | 29.2363
10.9 | 0.054169 | 53.6844 | 30.6971 | 1.067 | 4.9364e-05 | -2925.2036 | 1.798 | 139089.805 | 29.411
11 | 0.053743 | 53.2468 | 30.5756 | 1.0649 | 4.9165e-05 | -2884.8467 | 1.8011 | 135949.16 | 29.5814
11.1 | 0.053333 | 52.8246 | 30.458 | 1.0627 | 4.8972e-05 | -2846.1509 | 1.8041 | 132962.991 | 29.7474
11.2 | 0.052937 | 52.4174 | 30.3441 | 1.0606 | 4.8784e-05 | -2809.0525 | 1.807 | 130123.4008 | 29.9092
11.3 | 0.052556 | 52.0249 | 30.2339 | 1.0586 | 4.8603e-05 | -2773.4893 | 1.8099 | 127422.8696 | 30.0667
11.4 | 0.052188 | 51.6465 | 30.1273 | 1.0566 | 4.8428e-05 | -2739.3949 | 1.8126 | 124853.7971 | 30.22
11.5 | 0.051834 | 51.2818 | 30.0241 | 1.0547 | 4.8259e-05 | -2706.7114 | 1.8153 | 122409.438 | 30.3691
11.6 | 0.051492 | 50.9303 | 29.9244 | 1.0528 | 4.8095e-05 | -2675.3821 | 1.818 | 120083.3727 | 30.5142
11.7 | 0.051163 | 50.5917 | 29.8279 | 1.051 | 4.7937e-05 | -2645.347 | 1.8205 | 117869.1125 | 30.6553
11.8 | 0.050846 | 50.2655 | 29.7348 | 1.0492 | 4.7784e-05 | -2616.5536 | 1.823 | 115760.904 | 30.7924
11.9 | 0.050541 | 49.9513 | 29.6447 | 1.0475 | 4.7636e-05 | -2588.9508 | 1.8254 | 113753.2741 | 30.9256
12 | 0.050246 | 49.6486 | 29.5577 | 1.0459 | 4.7494e-05 | -2562.4843 | 1.8277 | 111840.6879 | 31.0551
12.1 | 0.10018 | 98.9745 | 41.7351 | 1.0345 | 6.7058e-05 | -8812.8195 | 1.5812 | 766528.4153 | 30.8123
12.2 | 0.099873 | 98.659 | 41.6707 | 1.0337 | 6.6953e-05 | -8765.4022 | 1.5823 | 759731.1578 | 30.8835
12.3 | 0.099573 | 98.3507 | 41.6077 | 1.033 | 6.6849e-05 | -8719.1648 | 1.5833 | 753124.9227 | 30.9535
12.4 | 0.09928 | 98.0493 | 41.546 | 1.0323 | 6.6748e-05 | -8674.0803 | 1.5843 | 746704.2875 | 31.0222
12.5 | 0.098994 | 97.7548 | 41.4856 | 1.0316 | 6.6649e-05 | -8630.1222 | 1.5853 | 740463.9575 | 31.0896
12.6 | 0.098714 | 97.467 | 41.4265 | 1.0309 | 6.6553e-05 | -8587.2568 | 1.5863 | 734397.6997 | 31.1557
12.7 | 0.098441 | 97.1858 | 41.3687 | 1.0302 | 6.6458e-05 | -8545.4587 | 1.5873 | 728500.5583 | 31.2206
12.8 | 0.098174 | 96.911 | 41.3121 | 1.0295 | 6.6365e-05 | -8504.7029 | 1.5882 | 722767.6941 | 31.2843
12.9 | 0.097913 | 96.6424 | 41.2567 | 1.0289 | 6.6274e-05 | -8464.9577 | 1.5891 | 717193.4054 | 31.3468
13 | 0.097658 | 96.38 | 41.2025 | 1.0282 | 6.6186e-05 | -8426.1994 | 1.5901 | 711773.1628 | 31.4081
13.1 | 0.097408 | 96.1236 | 41.1495 | 1.0276 | 6.6099e-05 | -8388.4043 | 1.5909 | 706502.5438 | 31.4682
13.2 | 0.097165 | 95.873 | 41.0976 | 1.027 | 6.6014e-05 | -8351.5428 | 1.5918 | 701376.3318 | 31.5272
13.3 | 0.096927 | 95.6282 | 41.0469 | 1.0264 | 6.5931e-05 | -8315.5925 | 1.5927 | 696390.3874 | 31.5851
13.4 | 0.096694 | 95.389 | 40.9972 | 1.0258 | 6.5849e-05 | -8280.5313 | 1.5935 | 691540.669 | 31.6419
13.5 | 0.096467 | 95.1552 | 40.9486 | 1.0252 | 6.577e-05 | -8246.3314 | 1.5943 | 686822.4036 | 31.6976
13.6 | 0.096245 | 94.9267 | 40.9011 | 1.0247 | 6.5692e-05 | -8212.9718 | 1.5951 | 682231.8086 | 31.7522
13.7 | 0.096028 | 94.7035 | 40.8546 | 1.0241 | 6.5616e-05 | -8180.4318 | 1.5959 | 677765.1911 | 31.8058
13.8 | 0.095816 | 94.4853 | 40.8091 | 1.0236 | 6.5541e-05 | -8148.6854 | 1.5967 | 673418.1838 | 31.8584
13.9 | 0.095609 | 94.2721 | 40.7646 | 1.0231 | 6.5468e-05 | -8117.7129 | 1.5975 | 669187.3309 | 31.91
14 | 0.095406 | 94.0638 | 40.721 | 1.0226 | 6.5397e-05 | -8087.4949 | 1.5982 | 665069.2591 | 31.9606
14.1 | 0.095209 | 93.8602 | 40.6784 | 1.0221 | 6.5327e-05 | -8058.0071 | 1.5989 | 661059.9726 | 32.0103
14.2 | 0.095015 | 93.6611 | 40.6367 | 1.0216 | 6.5259e-05 | -8029.2312 | 1.5996 | 657156.3153 | 32.059
14.3 | 0.094826 | 93.4666 | 40.5959 | 1.0211 | 6.5192e-05 | -8001.1491 | 1.6003 | 653355.2072 | 32.1068
14.4 | 0.094641 | 93.2764 | 40.5559 | 1.0206 | 6.5127e-05 | -7973.738 | 1.601 | 649652.9931 | 32.1538
14.5 | 0.09446 | 93.0905 | 40.5169 | 1.0202 | 6.5063e-05 | -7946.981 | 1.6017 | 646046.7925 | 32.1998
14.6 | 0.094284 | 92.9087 | 40.4786 | 1.0197 | 6.5e-05 | -7920.8609 | 1.6023 | 642533.7951 | 32.245
14.7 | 0.094111 | 92.731 | 40.4412 | 1.0193 | 6.4939e-05 | -7895.3569 | 1.603 | 639110.6583 | 32.2894
14.8 | 0.093942 | 92.5573 | 40.4046 | 1.0189 | 6.4879e-05 | -7870.4529 | 1.6036 | 635774.7553 | 32.3329
14.9 | 0.093777 | 92.3873 | 40.3687 | 1.0185 | 6.4821e-05 | -7846.1333 | 1.6042 | 632523.5242 | 32.3757
15 | 0.093615 | 92.2211 | 40.3336 | 1.0181 | 6.4763e-05 | -7822.3785 | 1.6048 | 629353.91 | 32.4177
15.1 | 0.093457 | 92.0586 | 40.2993 | 1.0177 | 6.4707e-05 | -7799.1735 | 1.6054 | 626263.5198 | 32.4589
15.2 | 0.093303 | 91.8995 | 40.2656 | 1.0173 | 6.4652e-05 | -7776.504 | 1.606 | 623250.0208 | 32.4994
15.3 | 0.093151 | 91.744 | 40.2327 | 1.0169 | 6.4598e-05 | -7754.3517 | 1.6066 | 620310.6228 | 32.5392
15.4 | 0.093003 | 91.5917 | 40.2004 | 1.0166 | 6.4545e-05 | -7732.7028 | 1.6072 | 617443.149 | 32.5783
15.5 | 0.092859 | 91.4428 | 40.1688 | 1.0162 | 6.4494e-05 | -7711.5441 | 1.6077 | 614645.4783 | 32.6166
15.6 | 0.092717 | 91.297 | 40.1379 | 1.0159 | 6.4443e-05 | -7690.8585 | 1.6082 | 611915.0644 | 32.6544
15.7 | 0.092578 | 91.1542 | 40.1076 | 1.0155 | 6.4394e-05 | -7670.6336 | 1.6088 | 609249.9303 | 32.6914
15.8 | 0.092442 | 91.0145 | 40.0778 | 1.0152 | 6.4345e-05 | -7650.8568 | 1.6093 | 606648.1505 | 32.7279
15.9 | 0.092309 | 90.8777 | 40.0487 | 1.0149 | 6.4298e-05 | -7631.5126 | 1.6098 | 604107.4038 | 32.7637
16 | 0.092179 | 90.7437 | 40.0202 | 1.0146 | 6.4251e-05 | -7612.5895 | 1.6103 | 601625.8977 | 32.799
16.1 | 0.092051 | 90.6125 | 39.9922 | 1.0143 | 6.4205e-05 | -7594.0759 | 1.6108 | 599201.8877 | 32.8336
16.2 | 0.091926 | 90.484 | 39.9648 | 1.014 | 6.416e-05 | -7575.9576 | 1.6113 | 596833.2597 | 32.8677
16.3 | 0.091804 | 90.358 | 39.938 | 1.0137 | 6.4117e-05 | -7558.2238 | 1.6117 | 594518.392 | 32.9012
16.4 | 0.091684 | 90.2346 | 39.9116 | 1.0134 | 6.4073e-05 | -7540.8643 | 1.6122 | 592255.7072 | 32.9342
16.5 | 0.091566 | 90.1137 | 39.8858 | 1.0132 | 6.4031e-05 | -7523.8657 | 1.6127 | 590043.2821 | 32.9666
16.6 | 0.091451 | 89.9951 | 39.8604 | 1.0129 | 6.399e-05 | -7507.2183 | 1.6131 | 587879.6523 | 32.9986
16.7 | 0.091338 | 89.8788 | 39.8355 | 1.0127 | 6.3949e-05 | -7490.9127 | 1.6135 | 585763.3945 | 33.03
16.8 | 0.091227 | 89.7648 | 39.8111 | 1.0124 | 6.3909e-05 | -7474.9366 | 1.614 | 583692.7609 | 33.061
16.9 | 0.091118 | 89.653 | 39.7871 | 1.0122 | 6.387e-05 | -7459.2812 | 1.6144 | 581666.4322 | 33.0915
17 | 0.091012 | 89.5433 | 39.7636 | 1.0119 | 6.3832e-05 | -7443.9379 | 1.6148 | 579683.1267 | 33.1215
17.1 | 0.090907 | 89.4357 | 39.7405 | 1.0117 | 6.3794e-05 | -7428.8955 | 1.6152 | 577741.2576 | 33.1511
17.2 | 0.090804 | 89.3301 | 39.7179 | 1.0115 | 6.3757e-05 | -7414.146 | 1.6156 | 575839.6385 | 33.1803
17.3 | 0.090704 | 89.2264 | 39.6956 | 1.0113 | 6.3721e-05 | -7399.6815 | 1.616 | 573977.1177 | 33.209
17.4 | 0.090605 | 89.1246 | 39.6737 | 1.0111 | 6.3685e-05 | -7385.4918 | 1.6164 | 572152.2558 | 33.2373
17.5 | 0.090507 | 89.0247 | 39.6522 | 1.0109 | 6.365e-05 | -7371.5698 | 1.6168 | 570363.9878 | 33.2652
17.6 | 0.090412 | 88.9265 | 39.6311 | 1.0107 | 6.3615e-05 | -7357.9082 | 1.6172 | 568611.2811 | 33.2927
17.7 | 0.090318 | 88.8301 | 39.6103 | 1.0105 | 6.3581e-05 | -7344.4977 | 1.6175 | 566892.8301 | 33.3198
17.8 | 0.090226 | 88.7354 | 39.5899 | 1.0103 | 6.3548e-05 | -7331.3318 | 1.6179 | 565207.6812 | 33.3466
17.9 | 0.090135 | 88.6423 | 39.5699 | 1.0101 | 6.3515e-05 | -7318.4041 | 1.6182 | 563554.9095 | 33.373
18 | 0.090046 | 88.5508 | 39.5501 | 1.0099 | 6.3483e-05 | -7305.7061 | 1.6186 | 561933.3317 | 33.399

## cv_results
Variable | CV (%)
LCOW | 2.8213
Energy Consumption | 3.5192
Volumetric Recovery | 0
Total membrane area | 0
Average cp (TDS) | 7.4198
Total pressure drop | -31.0299
Average K (TDS) | 52.3645
Average f | 32.5167
Average Re | 1.2313
Average Sh | 52.3784
Average Pn | 30.848
Operating pressure | 3.275
Outlet bulk concentration | 0.042026
Outlet interface concentration | 1.3213
nfe | 0