## macro_results
LCOW | Energy Consumption | Volumetric Recovery | Total membrane area | Average cp (TDS) | Total pressure drop | Average K (TDS) | Average f | Average Re | Average Sh | Average Pn | Operating pressure | Outlet bulk concentration | Outlet interface concentration | Membrane area list | cp (TDS) list | Pressure drop list | K (TDS) list | f list | Re list | Sh (TDS) list | Pn list | Inlet velocity list | Outlet velocity list | Number of pressure vessels list | Recovery list | Channel height list | Length list | Porosity list | correlation | nfe | model | solve
0.19282 | 1.0977 | 0.85 | 78107.0871 | 1.2734 | -317847.0598 | 4.2891e-05 | 2.0119 | 132.9271 | 26.5092 | 2381312.9641 | 3040239.2969 | 33.1131 | 34.421 | [39053.54353846154, 26035.69569230769, 13017.847846153845] | [1.483268246436515, 1.262904394349799, 1.0740122418203948] | [-142022.33055531493, -76393.74787208051, -99430.98140867334] | [4.7247412339868376e-05, 3.9149284178353356e-05, 4.227756633312886e-05] | [1.628778711249626, 2.416168857105806, 1.9908145468695393] | [173.4217486985309, 102.14162089730232, 123.21787875268322] | [28.975221257858813, 24.23448616969248, 26.31776715592566] | [4148993.699208454, 1229769.621136036, 1765175.571964628] | [0.2500000014139874, 0.1448401766075411, 0.13757618238466834] | [0.09656011773836072, 0.06878809119233417, 0.112558152649071] | [180, 120.0, 60.0] | [0.6137821237255121, 0.5251771234485085, 0.18193493966677796] | [0.0008636, 0.0008636, 0.0008636] | [6, 6, 6] | [0.85, 0.85, 0.85] | guillen | 60 | bwro_321 | recovery_0.85_simulation
0.1945 | 1.1085 | 0.85 | 78107.0871 | 1.3205 | -253536.0699 | 3.6974e-05 | 1.4702 | 133.3194 | 22.8338 | 1989625.5319 | 3076342.6303 | 33.1048 | 35.175 | [39053.54353846154, 26035.695692307694, 13017.847846153845] | [1.5130033741181976, 1.3445327846576072, 1.1039133733258917] | [-124590.2761252174, -52976.5936346659, -75969.20018175228] | [4.627749383450542e-05, 2.944105818991041e-05, 3.520275742923037e-05] | [1.3602192700055913, 1.5774938145951034, 1.472835986673112] | [172.11493981192635, 102.72462850807854, 125.1187595359641] | [28.373394162775615, 18.218246784883593, 21.90979480510129] | [3717866.1837864527, 874319.4837118846, 1376690.9281782] | [0.2500000014139874, 0.1441953904684941, 0.14162207879766547] | [0.09613026031232941, 0.07081103939883274, 0.11255811896563477] | [180, 120.0, 60.0] | [0.6155017105846873, 0.5090187388886199, 0.20531690717912218] | [0.0008636, 0.0008636, 0.0008636] | [6, 6, 6] | [0.85, 0.85, 0.85] | schock | 60 | bwro_321 | recovery_0.85_simulation
0.17956 | 1.0001 | 0.85 | 78107.0871 | 1.0724 | -185806.3693 | 0.00014253 | 1.0732 | 132.5983 | 88.076 | 1480282.2646 | 2789983.1961 | 33.1414 | 33.4492 | [39053.54353846154, 26035.695692307694, 13017.847846153847] | [1.1203457044221061, 1.078277153496841, 1.0186596156999783] | [-95718.87363239957, -37489.72347432702, -52597.77223262709] | [0.00016428743087277693, 0.0001249523195915939, 0.00013835912605891074] | [1.0008700602030298, 1.1387562925764783, 1.0799454069428187] | [175.2327434719612, 101.21683240702238, 121.34542450076052] | [100.73454073783279, 77.35170036823514, 86.14167912295525] | [2901262.1922365, 620867.766443986, 918716.8352600543] | [0.2500000014139874, 0.14613637548458341, 0.13388046090847452] | [0.0974242503230556, 0.06694023045423726, 0.11255826813404834] | [180, 120.0, 60.0] | [0.6103253039856784, 0.5420397109047472, 0.1593405518517132] | [0.0008636, 0.0008636, 0.0008636] | [6, 6, 6] | [0.85, 0.85, 0.85] | dacosta | 60 | bwro_321 | recovery_0.85_simulation
0.19429 | 1.111 | 0.85 | 78107.0871 | 1.1623 | -459513.687 | 6.5972e-05 | 2.7118 | 129.7207 | 40.7722 | 3640977.4842 | 3061273.3883 | 33.1235 | 33.7099 | [39053.54353846154, 26035.695692307694, 13017.847846153847] | [1.282165815577519, 1.166783862118987, 1.0379872148084215] | [-241779.92891820523, -86736.27190400215, -130997.48615487725] | [7.722147436491773e-05, 5.63079368711369e-05, 6.43857791736288e-05] | [2.606330683962288, 2.812434056124156, 2.7167017947613497] | [171.0172865740547, 97.46552386792882, 120.67932497843435] | [47.357216397804976, 34.87114691878263, 40.08812366211775] | [7273277.648860157, 1375718.3244084285, 2273936.4793343684] | [0.2500000014139874, 0.13945950224672587, 0.13257716525291127] | [0.09297300149781726, 0.06628858262645564, 0.11255819494056511] | [180, 120.0, 60.0] | [0.6281320104122591, 0.5247838863933668, 0.15107273562789833] | [0.0008636, 0.0008636, 0.0008636] | [6, 6, 6] | [0.85, 0.85, 0.85] | koustou | 60 | bwro_321 | recovery_0.85_simulation
0.18567 | 1.0454 | 0.85 | 78107.0871 | 1.1421 | -262042.8626 | 7.571e-05 | 1.513 | 132.2791 | 46.7855 | 2084813.3265 | 2904437.8857 | 33.1307 | 33.7644 | [39053.54353846154, 26035.695692307694, 13017.847846153847] | [1.2405968273182006, 1.1482023488104287, 1.0374653511227419] | [-135002.94648411384, -52291.56097436169, -74748.35518100571] | [8.699885034343851e-05, 6.638368713090455e-05, 7.374851470349978e-05] | [1.4257321023624836, 1.5935009777915468, 1.5197999006975433] | [173.92649075792764, 100.94465055953086, 121.96618565091028] | [53.347676205941944, 41.0958771228343, 45.91302925087412] | [4080034.6402640105, 860609.0764166091, 1313796.2628651566] | [0.2500000014139874, 0.14459168343995285, 0.1351398405263688] | [0.09639445562663523, 0.0675699202631844, 0.11255822438706259] | [180, 120.0, 60.0] | [0.6144448570725692, 0.5327893995715104, 0.16717887642921] | [0.0008636, 0.0008636, 0.0008636] | [6, 6, 6] | [0.85, 0.85, 0.85] | kuroda | 60 | bwro_321 | recovery_0.85_simulation

## guillen_micro_trend
global_length_domain | velocity | Re | Sh | cp_modulus | K | deltaP | f | Pn
0.1 | 0.24694 | 252.1672 | 33.6652 | 1.5014 | 5.5057e-05 | -38928.8398 | 1.1707 | 9385957.5078
0.2 | 0.24389 | 249.0347 | 33.5159 | 1.5015 | 5.4809e-05 | -38281.8303 | 1.1801 | 9113417.6892
0.3 | 0.24086 | 245.916 | 33.366 | 1.5015 | 5.456e-05 | -37641.8941 | 1.1898 | 8846986.4187
0.4 | 0.23783 | 242.8115 | 33.2156 | 1.5016 | 5.431e-05 | -37009.034 | 1.1996 | 8586584.6103
0.5 | 0.23483 | 239.7214 | 33.0647 | 1.5016 | 5.4059e-05 | -36383.2521 | 1.2097 | 8332132.8871
0.6 | 0.23183 | 236.6455 | 32.9133 | 1.5016 | 5.3808e-05 | -35764.4389 | 1.2199 | 8083507.4834
0.7 | 0.22886 | 233.584 | 32.7613 | 1.5016 | 5.3555e-05 | -35152.5985 | 1.2304 | 7840631.6078
0.8 | 0.22589 | 230.5374 | 32.6088 | 1.5015 | 5.3302e-05 | -34547.734 | 1.2411 | 7603428.1703
0.9 | 0.22294 | 227.5052 | 32.4558 | 1.5015 | 5.3047e-05 | -33949.7411 | 1.2521 | 7371778.713
1 | 0.22 | 224.4879 | 32.3023 | 1.5014 | 5.2792e-05 | -33358.6248 | 1.2633 | 7145608.5705
1.1 | 0.21708 | 221.4859 | 32.1482 | 1.5014 | 5.2536e-05 | -32774.3894 | 1.2747 | 6924842.7739
1.2 | 0.21418 | 218.4988 | 31.9935 | 1.5013 | 5.2278e-05 | -32196.9353 | 1.2864 | 6709367.865
1.3 | 0.21128 | 215.5269 | 31.8383 | 1.5011 | 5.202e-05 | -31626.2686 | 1.2983 | 6499111.1471
1.4 | 0.20841 | 212.5708 | 31.6826 | 1.501 | 5.1761e-05 | -31062.3948 | 1.3105 | 6293999.6165
1.5 | 0.20555 | 209.6301 | 31.5264 | 1.5008 | 5.1501e-05 | -30505.2188 | 1.323 | 6093924.5225
1.6 | 0.2027 | 206.7052 | 31.3696 | 1.5006 | 5.124e-05 | -29954.7478 | 1.3358 | 5898814.99
1.7 | 0.19987 | 203.7965 | 31.2122 | 1.5004 | 5.0978e-05 | -29410.9882 | 1.3489 | 5708599.8347
1.8 | 0.19706 | 200.9038 | 31.0544 | 1.5001 | 5.0716e-05 | -28873.8495 | 1.3622 | 5523174.7365
1.9 | 0.19426 | 198.0275 | 30.896 | 1.4999 | 5.0452e-05 | -28343.3398 | 1.3759 | 5342470.5043
2 | 0.19147 | 195.1679 | 30.737 | 1.4995 | 5.0187e-05 | -27819.4663 | 1.3899 | 5166417.6386
2.1 | 0.18871 | 192.325 | 30.5775 | 1.4992 | 4.9922e-05 | -27302.143 | 1.4043 | 4994915.9867
2.2 | 0.18596 | 189.499 | 30.4175 | 1.4988 | 4.9655e-05 | -26791.3788 | 1.4189 | 4827897.9149
2.3 | 0.18323 | 186.6905 | 30.257 | 1.4983 | 4.9388e-05 | -26287.1817 | 1.434 | 4665295.4838
2.4 | 0.18051 | 183.8993 | 30.096 | 1.4978 | 4.912e-05 | -25789.47 | 1.4494 | 4507012.4597
2.5 | 0.17781 | 181.1258 | 29.9344 | 1.4973 | 4.8851e-05 | -25298.2533 | 1.4651 | 4352982.6502
2.6 | 0.17513 | 178.3704 | 29.7723 | 1.4967 | 4.8581e-05 | -24813.5402 | 1.4813 | 4203139.5622
2.7 | 0.17247 | 175.633 | 29.6098 | 1.4961 | 4.831e-05 | -24335.2531 | 1.4978 | 4057390.6471
2.8 | 0.16982 | 172.9141 | 29.4467 | 1.4954 | 4.8038e-05 | -23863.4021 | 1.5148 | 3915671.0488
2.9 | 0.16719 | 170.2142 | 29.2831 | 1.4946 | 4.7766e-05 | -23397.9964 | 1.5321 | 3777915.6178
3 | 0.16459 | 167.5331 | 29.1191 | 1.4938 | 4.7492e-05 | -22938.9624 | 1.5499 | 3644035.2722
3.1 | 0.162 | 164.8713 | 28.9546 | 1.493 | 4.7218e-05 | -22486.3105 | 1.5682 | 3513966.3987
3.2 | 0.15942 | 162.2292 | 28.7897 | 1.492 | 4.6943e-05 | -22040.0501 | 1.5869 | 3387645.1014
3.3 | 0.15687 | 159.6069 | 28.6243 | 1.491 | 4.6667e-05 | -21600.1115 | 1.606 | 3264985.5619
3.4 | 0.15434 | 157.0049 | 28.4585 | 1.49 | 4.6391e-05 | -21166.5051 | 1.6257 | 3145925.3294
3.5 | 0.15183 | 154.4235 | 28.2923 | 1.4888 | 4.6114e-05 | -20739.2406 | 1.6458 | 3030401.6849
3.6 | 0.14934 | 151.8628 | 28.1257 | 1.4876 | 4.5836e-05 | -20318.2515 | 1.6665 | 2918331.8877
3.7 | 0.14687 | 149.3233 | 27.9587 | 1.4863 | 4.5557e-05 | -19903.5483 | 1.6877 | 2809654.5835
3.8 | 0.14442 | 146.8055 | 27.7913 | 1.4848 | 4.5278e-05 | -19495.1405 | 1.7095 | 2704308.1682
3.9 | 0.14199 | 144.3094 | 27.6236 | 1.4834 | 4.4998e-05 | -19092.9646 | 1.7318 | 2602212.8112
4 | 0.13958 | 141.8355 | 27.4556 | 1.4818 | 4.4718e-05 | -18697.0308 | 1.7546 | 2503308.2049
4.1 | 0.1372 | 139.3844 | 27.2873 | 1.4801 | 4.4437e-05 | -18307.3479 | 1.7781 | 2407533.8154
4.2 | 0.13483 | 136.9561 | 27.1187 | 1.4783 | 4.4155e-05 | -17923.8554 | 1.8022 | 2314812.575
4.3 | 0.13249 | 134.5511 | 26.9499 | 1.4764 | 4.3873e-05 | -17546.5626 | 1.8269 | 2225085.191
4.4 | 0.13018 | 132.1699 | 26.7808 | 1.4744 | 4.3591e-05 | -17175.4775 | 1.8522 | 2138292.1741
4.5 | 0.12788 | 129.8127 | 26.6116 | 1.4723 | 4.3309e-05 | -16810.5416 | 1.8783 | 2054359.0946
4.6 | 0.12561 | 127.48 | 26.4422 | 1.4701 | 4.3026e-05 | -16451.7631 | 1.9049 | 1973227.6643
4.7 | 0.12337 | 125.1723 | 26.2727 | 1.4678 | 4.2743e-05 | -16099.1486 | 1.9323 | 1894839.4344
4.8 | 0.12115 | 122.8896 | 26.1031 | 1.4653 | 4.2459e-05 | -15752.6415 | 1.9604 | 1819122.5136
4.9 | 0.11895 | 120.6327 | 25.9334 | 1.4627 | 4.2176e-05 | -15412.248 | 1.9892 | 1746019.631
5 | 0.11678 | 118.4019 | 25.7638 | 1.46 | 4.1892e-05 | -15077.9728 | 2.0188 | 1675473.3986
5.1 | 0.11464 | 116.1974 | 25.5941 | 1.4572 | 4.1609e-05 | -14749.7603 | 2.0491 | 1607414.3917
5.2 | 0.11252 | 114.0198 | 25.4246 | 1.4542 | 4.1325e-05 | -14427.6146 | 2.0802 | 1541786.3957
5.3 | 0.11043 | 111.8696 | 25.2551 | 1.4511 | 4.1042e-05 | -14111.5375 | 2.1121 | 1478533.1308
5.4 | 0.10836 | 109.747 | 25.0858 | 1.4478 | 4.0759e-05 | -13801.4739 | 2.1449 | 1417587.5977
5.5 | 0.10633 | 107.6524 | 24.9167 | 1.4444 | 4.0476e-05 | -13497.4246 | 2.1784 | 1358894.7056
5.6 | 0.10432 | 105.5863 | 24.7479 | 1.4409 | 4.0194e-05 | -13199.3883 | 2.2128 | 1302399.3601
5.7 | 0.10233 | 103.549 | 24.5794 | 1.4372 | 3.9912e-05 | -12907.3093 | 2.2481 | 1248036.9778
5.8 | 0.10038 | 101.541 | 24.4113 | 1.4333 | 3.9631e-05 | -12621.1847 | 2.2843 | 1195753.6903
5.9 | 0.098456 | 99.5626 | 24.2436 | 1.4293 | 3.9351e-05 | -12341.0087 | 2.3213 | 1145495.696
6 | 0.09656 | 97.6142 | 24.0763 | 1.4252 | 3.9071e-05 | -12066.7246 | 2.3593 | 1097200.8524
6.1 | 0.1429 | 144.4301 | 27.7269 | 1.3695 | 4.4988e-05 | -19389.7016 | 1.7307 | 2607095.6916
6.2 | 0.14099 | 142.4611 | 27.594 | 1.3669 | 4.4766e-05 | -19073.4917 | 1.7488 | 2528103.6792
6.3 | 0.13909 | 140.5142 | 27.4615 | 1.3641 | 4.4544e-05 | -18762.4891 | 1.7672 | 2451405.4593
6.4 | 0.13722 | 138.5897 | 27.3294 | 1.3613 | 4.4323e-05 | -18456.6807 | 1.7859 | 2376954.5719
6.5 | 0.13537 | 136.6879 | 27.1976 | 1.3585 | 4.4103e-05 | -18156.052 | 1.8049 | 2304704.6547
6.6 | 0.13354 | 134.8087 | 27.0664 | 1.3556 | 4.3883e-05 | -17860.5343 | 1.8242 | 2234597.1188
6.7 | 0.13174 | 132.9523 | 26.9355 | 1.3526 | 4.3664e-05 | -17570.1125 | 1.8438 | 2166587.0011
6.8 | 0.12996 | 131.119 | 26.8052 | 1.3495 | 4.3446e-05 | -17284.7697 | 1.8637 | 2100629.4714
6.9 | 0.12819 | 129.3088 | 26.6754 | 1.3464 | 4.3229e-05 | -17004.4379 | 1.8839 | 2036668.5985
7 | 0.12646 | 127.5217 | 26.5461 | 1.3433 | 4.3013e-05 | -16729.0997 | 1.9045 | 1974660.9437
7.1 | 0.12474 | 125.7581 | 26.4175 | 1.34 | 4.2798e-05 | -16458.7358 | 1.9253 | 1914563.2374
7.2 | 0.12305 | 124.0179 | 26.2894 | 1.3368 | 4.2583e-05 | -16193.2784 | 1.9464 | 1856322.1593
7.3 | 0.12138 | 122.3012 | 26.1619 | 1.3334 | 4.237e-05 | -15932.7075 | 1.9678 | 1799895.8289
7.4 | 0.11973 | 120.6084 | 26.0351 | 1.33 | 4.2158e-05 | -15677.0016 | 1.9895 | 1745242.572
7.5 | 0.11811 | 118.9392 | 25.909 | 1.3266 | 4.1947e-05 | -15426.0927 | 2.0116 | 1692311.6412
7.6 | 0.11651 | 117.294 | 25.7836 | 1.323 | 4.1737e-05 | -15179.9582 | 2.0339 | 1641062.7528
7.7 | 0.11493 | 115.6727 | 25.6589 | 1.3195 | 4.1528e-05 | -14938.5738 | 2.0565 | 1591455.8669
7.8 | 0.11338 | 114.0755 | 25.535 | 1.3158 | 4.1321e-05 | -14701.8713 | 2.0794 | 1543442.7779
7.9 | 0.11185 | 112.5023 | 25.4119 | 1.3122 | 4.1115e-05 | -14469.8255 | 2.1026 | 1496984.8407
8 | 0.11034 | 110.9534 | 25.2897 | 1.3084 | 4.0911e-05 | -14242.409 | 2.1261 | 1452043.6913
8.1 | 0.10886 | 109.4286 | 25.1683 | 1.3047 | 4.0708e-05 | -14019.5534 | 2.1499 | 1408573.6392
8.2 | 0.1074 | 107.928 | 25.0478 | 1.3008 | 4.0506e-05 | -13801.2305 | 2.1739 | 1366537.7211
8.3 | 0.10596 | 106.4519 | 24.9282 | 1.2969 | 4.0306e-05 | -13587.4099 | 2.1983 | 1325899.2899
8.4 | 0.10455 | 104.9999 | 24.8096 | 1.293 | 4.0108e-05 | -13378.023 | 2.2229 | 1286615.1469
8.5 | 0.10316 | 103.5723 | 24.6919 | 1.2891 | 3.9911e-05 | -13173.0382 | 2.2477 | 1248650.0515
8.6 | 0.1018 | 102.1691 | 24.5753 | 1.2851 | 3.9716e-05 | -12972.4225 | 2.2728 | 1211969.1132
8.7 | 0.10046 | 100.7901 | 24.4597 | 1.281 | 3.9523e-05 | -12776.1063 | 2.2982 | 1176531.6014
8.8 | 0.099141 | 99.4353 | 24.3452 | 1.2769 | 3.9331e-05 | -12584.0555 | 2.3237 | 1142304.036
8.9 | 0.097847 | 98.105 | 24.2318 | 1.2728 | 3.9141e-05 | -12396.2338 | 2.3496 | 1109253.3176
9 | 0.096577 | 96.7987 | 24.1195 | 1.2687 | 3.8954e-05 | -12212.5711 | 2.3756 | 1077341.1579
9.1 | 0.095331 | 95.5167 | 24.0083 | 1.2645 | 3.8768e-05 | -12033.0302 | 2.4019 | 1046535.8685
9.2 | 0.094108 | 94.2588 | 23.8983 | 1.2603 | 3.8584e-05 | -11857.5721 | 2.4283 | 1016806.1689
9.3 | 0.092908 | 93.0249 | 23.7896 | 1.2561 | 3.8402e-05 | -11686.126 | 2.4549 | 988116.1828
9.4 | 0.091731 | 91.8149 | 23.682 | 1.2518 | 3.8223e-05 | -11518.6519 | 2.4818 | 960436.0362
9.5 | 0.090578 | 90.6288 | 23.5757 | 1.2475 | 3.8045e-05 | -11355.1081 | 2.5087 | 933736.286
9.6 | 0.089448 | 89.4664 | 23.4707 | 1.2433 | 3.787e-05 | -11195.4233 | 2.5359 | 907983.4306
9.7 | 0.088341 | 88.3276 | 23.367 | 1.239 | 3.7697e-05 | -11039.5546 | 2.5632 | 883149.423
9.8 | 0.087256 | 87.2123 | 23.2646 | 1.2347 | 3.7526e-05 | -10887.458 | 2.5906 | 859206.6643
9.9 | 0.086195 | 86.1203 | 23.1636 | 1.2304 | 3.7357e-05 | -10739.0616 | 2.6181 | 836123.9825
10 | 0.085155 | 85.0515 | 23.0639 | 1.2261 | 3.7191e-05 | -10594.3204 | 2.6457 | 813875.1575
10.1 | 0.084139 | 84.0057 | 22.9656 | 1.2217 | 3.7027e-05 | -10453.1878 | 2.6734 | 792434.4293
10.2 | 0.083144 | 82.9827 | 22.8688 | 1.2174 | 3.6865e-05 | -10315.5919 | 2.7012 | 771772.9002
10.3 | 0.082172 | 81.9824 | 22.7733 | 1.2131 | 3.6706e-05 | -10181.4853 | 2.729 | 751866.1636
10.4 | 0.081221 | 81.0046 | 22.6793 | 1.2088 | 3.6549e-05 | -10050.8198 | 2.7569 | 732690.2796
10.5 | 0.080292 | 80.0489 | 22.5867 | 1.2046 | 3.6395e-05 | -9923.5233 | 2.7848 | 714218.5592
10.6 | 0.079385 | 79.1153 | 22.4955 | 1.2003 | 3.6243e-05 | -9799.5468 | 2.8127 | 696428.3821
10.7 | 0.078498 | 78.2035 | 22.4059 | 1.1961 | 3.6094e-05 | -9678.8402 | 2.8406 | 679297.5957
10.8 | 0.077633 | 77.3132 | 22.3177 | 1.1918 | 3.5947e-05 | -9561.332 | 2.8685 | 662801.6434
10.9 | 0.076788 | 76.4443 | 22.2311 | 1.1876 | 3.5803e-05 | -9446.9717 | 2.8963 | 646919.6503
11 | 0.075964 | 75.5964 | 22.1459 | 1.1835 | 3.5661e-05 | -9335.708 | 2.9241 | 631631.2049
11.1 | 0.07516 | 74.7693 | 22.0622 | 1.1793 | 3.5522e-05 | -9227.47 | 2.9518 | 616913.796
11.2 | 0.074376 | 73.9626 | 21.9801 | 1.1752 | 3.5385e-05 | -9122.2063 | 2.9794 | 602748.2407
11.3 | 0.073612 | 73.1763 | 21.8995 | 1.1712 | 3.5251e-05 | -9019.8648 | 3.0069 | 589115.809
11.4 | 0.072867 | 72.4099 | 21.8204 | 1.1671 | 3.5119e-05 | -8920.3754 | 3.0343 | 575995.9399
11.5 | 0.072141 | 71.6631 | 21.7428 | 1.1631 | 3.499e-05 | -8823.6863 | 3.0615 | 563371.0761
11.6 | 0.071434 | 70.9357 | 21.6667 | 1.1592 | 3.4864e-05 | -8729.745 | 3.0886 | 551224.0992
11.7 | 0.070745 | 70.2273 | 21.5922 | 1.1553 | 3.474e-05 | -8638.4827 | 3.1155 | 539536.2941
11.8 | 0.070075 | 69.5377 | 21.5192 | 1.1514 | 3.4619e-05 | -8549.8475 | 3.1423 | 528291.6536
11.9 | 0.069423 | 68.8665 | 21.4477 | 1.1476 | 3.45e-05 | -8463.7869 | 3.1688 | 517474.5909
12 | 0.068788 | 68.2135 | 21.3777 | 1.1438 | 3.4384e-05 | -8380.2338 | 3.1951 | 507068.1271
12.1 | 0.1369 | 135.727 | 27.3883 | 1.119 | 4.4049e-05 | -18852.7376 | 1.8147 | 2268695.8594
12.2 | 0.13623 | 135.0387 | 27.3406 | 1.1172 | 4.397e-05 | -18743.8868 | 1.8218 | 2243109.7014
12.3 | 0.13557 | 134.3619 | 27.2935 | 1.1153 | 4.3892e-05 | -18637.0486 | 1.8289 | 2218115.2962
12.4 | 0.13492 | 133.6965 | 27.2471 | 1.1135 | 4.3815e-05 | -18532.1994 | 1.8359 | 2193700.7722
12.5 | 0.13429 | 133.0423 | 27.2014 | 1.1116 | 4.3739e-05 | -18429.3152 | 1.8429 | 2169854.404
12.6 | 0.13366 | 132.3992 | 27.1562 | 1.1098 | 4.3664e-05 | -18328.3543 | 1.8498 | 2146560.5065
12.7 | 0.13305 | 131.7671 | 27.1117 | 1.108 | 4.359e-05 | -18229.2932 | 1.8566 | 2123807.9407
12.8 | 0.13244 | 131.1459 | 27.0679 | 1.1063 | 4.3517e-05 | -18132.1087 | 1.8634 | 2101585.708
12.9 | 0.13185 | 130.5353 | 27.0246 | 1.1045 | 4.3446e-05 | -18036.7603 | 1.8702 | 2079879.1241
13 | 0.13127 | 129.9354 | 26.982 | 1.1028 | 4.3375e-05 | -17943.2251 | 1.8769 | 2058677.7445
13.1 | 0.13069 | 129.3459 | 26.94 | 1.101 | 4.3306e-05 | -17851.4801 | 1.8835 | 2037971.2587
13.2 | 0.13013 | 128.7668 | 26.8987 | 1.0993 | 4.3237e-05 | -17761.4865 | 1.8901 | 2017745.926
13.3 | 0.12958 | 128.1979 | 26.8579 | 1.0977 | 4.317e-05 | -17673.2217 | 1.8966 | 1997991.9589
13.4 | 0.12904 | 127.6391 | 26.8178 | 1.096 | 4.3103e-05 | -17586.6634 | 1.9031 | 1978699.6975
13.5 | 0.1285 | 127.0902 | 26.7782 | 1.0943 | 4.3038e-05 | -17501.774 | 1.9095 | 1959856.2893
13.6 | 0.12798 | 126.5511 | 26.7393 | 1.0927 | 4.2973e-05 | -17418.5315 | 1.9158 | 1941452.5675
13.7 | 0.12746 | 126.0218 | 26.701 | 1.0911 | 4.291e-05 | -17336.914 | 1.9221 | 1923479.4863
13.8 | 0.12696 | 125.502 | 26.6632 | 1.0895 | 4.2847e-05 | -17256.8854 | 1.9283 | 1905925.0287
13.9 | 0.12646 | 124.9916 | 26.6261 | 1.0879 | 4.2786e-05 | -17178.4242 | 1.9345 | 1888780.613
14 | 0.12598 | 124.4906 | 26.5895 | 1.0864 | 4.2726e-05 | -17101.5091 | 1.9406 | 1872037.7724
14.1 | 0.1255 | 123.9987 | 26.5535 | 1.0848 | 4.2666e-05 | -17026.1052 | 1.9466 | 1855685.2745
14.2 | 0.12503 | 123.5158 | 26.5181 | 1.0833 | 4.2607e-05 | -16952.1918 | 1.9526 | 1839715.0886
14.3 | 0.12457 | 123.042 | 26.4833 | 1.0818 | 4.255e-05 | -16879.7479 | 1.9585 | 1824119.2927
14.4 | 0.12412 | 122.5769 | 26.449 | 1.0803 | 4.2493e-05 | -16808.7401 | 1.9643 | 1808887.3907
14.5 | 0.12367 | 122.1204 | 26.4153 | 1.0789 | 4.2437e-05 | -16739.1482 | 1.9701 | 1794011.87
14.6 | 0.12324 | 121.6726 | 26.3821 | 1.0774 | 4.2383e-05 | -16670.9519 | 1.9758 | 1779485.3204
14.7 | 0.12281 | 121.2331 | 26.3495 | 1.076 | 4.2329e-05 | -16604.1191 | 1.9815 | 1765297.9361
14.8 | 0.12239 | 120.802 | 26.3174 | 1.0746 | 4.2276e-05 | -16538.63 | 1.987 | 1751442.6906
14.9 | 0.12198 | 120.379 | 26.2859 | 1.0732 | 4.2224e-05 | -16474.465 | 1.9925 | 1737912.6545
15 | 0.12158 | 119.9641 | 26.2549 | 1.0719 | 4.2173e-05 | -16411.5933 | 1.998 | 1724698.6677
15.1 | 0.12118 | 119.5571 | 26.2244 | 1.0705 | 4.2122e-05 | -16349.9958 | 2.0033 | 1711794.1601
15.2 | 0.12079 | 119.1579 | 26.1945 | 1.0692 | 4.2073e-05 | -16289.6533 | 2.0086 | 1699192.6523
15.3 | 0.12041 | 118.7664 | 26.1651 | 1.0679 | 4.2024e-05 | -16230.5364 | 2.0139 | 1686885.5888
15.4 | 0.12004 | 118.3825 | 26.1361 | 1.0666 | 4.1976e-05 | -16172.6266 | 2.0191 | 1674866.8265
15.5 | 0.11968 | 118.006 | 26.1077 | 1.0653 | 4.193e-05 | -16115.9052 | 2.0242 | 1663130.3076
15.6 | 0.11932 | 117.6368 | 26.0798 | 1.0641 | 4.1884e-05 | -16060.3442 | 2.0292 | 1651668.0413
15.7 | 0.11896 | 117.2749 | 26.0524 | 1.0629 | 4.1838e-05 | -16005.9254 | 2.0342 | 1640474.284
15.8 | 0.11862 | 116.92 | 26.0254 | 1.0616 | 4.1794e-05 | -15952.6312 | 2.0391 | 1629543.3721
15.9 | 0.11828 | 116.5722 | 25.9989 | 1.0605 | 4.175e-05 | -15900.4343 | 2.0439 | 1618867.8423
16 | 0.11795 | 116.2311 | 25.9729 | 1.0593 | 4.1707e-05 | -15849.3175 | 2.0487 | 1608442.3243
16.1 | 0.11763 | 115.8969 | 25.9474 | 1.0581 | 4.1665e-05 | -15799.2634 | 2.0533 | 1598261.5226
16.2 | 0.11731 | 115.5692 | 25.9223 | 1.057 | 4.1624e-05 | -15750.2463 | 2.058 | 1588318.4661
16.3 | 0.117 | 115.2481 | 25.8977 | 1.0559 | 4.1583e-05 | -15702.2494 | 2.0625 | 1578608.1332
16.4 | 0.11669 | 114.9334 | 25.8736 | 1.0548 | 4.1544e-05 | -15655.256 | 2.067 | 1569125.5722
16.5 | 0.11639 | 114.625 | 25.8499 | 1.0537 | 4.1504e-05 | -15609.2413 | 2.0715 | 1559864.2708
16.6 | 0.1161 | 114.3227 | 25.8266 | 1.0526 | 4.1466e-05 | -15564.1893 | 2.0758 | 1550819.5327
16.7 | 0.11581 | 114.0266 | 25.8037 | 1.0516 | 4.1428e-05 | -15520.0839 | 2.0801 | 1541986.7269
16.8 | 0.11553 | 113.7364 | 25.7813 | 1.0505 | 4.1392e-05 | -15476.9014 | 2.0844 | 1533359.769
16.9 | 0.11525 | 113.452 | 25.7593 | 1.0495 | 4.1355e-05 | -15434.6263 | 2.0885 | 1524934.266
17 | 0.11498 | 113.1735 | 25.7377 | 1.0485 | 4.132e-05 | -15393.2432 | 2.0927 | 1516705.886
17.1 | 0.11471 | 112.9006 | 25.7165 | 1.0475 | 4.1285e-05 | -15352.7294 | 2.0967 | 1508668.9434
17.2 | 0.11445 | 112.6332 | 25.6957 | 1.0466 | 4.1251e-05 | -15313.07 | 2.1007 | 1500819.3281
17.3 | 0.1142 | 112.3713 | 25.6753 | 1.0456 | 4.1217e-05 | -15274.2502 | 2.1046 | 1493152.987
17.4 | 0.11395 | 112.1147 | 25.6553 | 1.0447 | 4.1184e-05 | -15236.2484 | 2.1084 | 1485664.606
17.5 | 0.11371 | 111.8633 | 25.6356 | 1.0438 | 4.1152e-05 | -15199.0503 | 2.1122 | 1478350.339
17.6 | 0.11347 | 111.6172 | 25.6164 | 1.0429 | 4.112e-05 | -15162.6415 | 2.116 | 1471206.3932
17.7 | 0.11323 | 111.376 | 25.5975 | 1.042 | 4.1089e-05 | -15127.0015 | 2.1196 | 1464227.8006
17.8 | 0.113 | 111.1398 | 25.579 | 1.0412 | 4.1059e-05 | -15092.1166 | 2.1233 | 1457410.9613
17.9 | 0.11278 | 110.9085 | 25.5608 | 1.0403 | 4.1029e-05 | -15057.9729 | 2.1268 | 1450752.3255
18 | 0.11256 | 110.6819 | 25.543 | 1.0395 | 4.0999e-05 | -15024.551 | 2.1303 | 1444247.248

## schock_micro_trend
global_length_domain | velocity | Re | Sh | cp_modulus | K | deltaP | f | Pn
0.1 | 0.24685 | 252.0786 | 40.6045 | 1.4141 | 6.6406e-05 | -39405.1708 | 1.1858 | 9497410.4636
0.2 | 0.24372 | 248.8588 | 40.1519 | 1.4173 | 6.5661e-05 | -38561.5571 | 1.1904 | 9173417.5064
0.3 | 0.2406 | 245.6542 | 39.7007 | 1.4206 | 6.4918e-05 | -37729.3979 | 1.1951 | 8857949.7886
0.4 | 0.2375 | 242.465 | 39.2509 | 1.4239 | 6.4178e-05 | -36908.7019 | 1.1998 | 8550877.4484
0.5 | 0.23441 | 239.2918 | 38.8026 | 1.4273 | 6.344e-05 | -36099.4756 | 1.2045 | 8252070.2618
0.6 | 0.23134 | 236.1341 | 38.3559 | 1.4306 | 6.2705e-05 | -35301.5819 | 1.2093 | 7961346.204
0.7 | 0.22828 | 232.9924 | 37.9106 | 1.4341 | 6.1972e-05 | -34515.0302 | 1.2142 | 7678578.701
0.8 | 0.22524 | 229.8671 | 37.4669 | 1.4376 | 6.1241e-05 | -33739.8279 | 1.2191 | 7403640.786
0.9 | 0.22221 | 226.7579 | 37.0247 | 1.4411 | 6.0514e-05 | -32975.8446 | 1.2241 | 7136357.8382
1 | 0.2192 | 223.6653 | 36.5842 | 1.4446 | 5.9788e-05 | -32223.0899 | 1.2292 | 6876606.2547
1.1 | 0.21621 | 220.5896 | 36.1453 | 1.4482 | 5.9066e-05 | -31481.5717 | 1.2343 | 6624262.0168
1.2 | 0.21323 | 217.5307 | 35.708 | 1.4518 | 5.8346e-05 | -30751.1655 | 1.2395 | 6379157.3814
1.3 | 0.21027 | 214.4889 | 35.2725 | 1.4555 | 5.7629e-05 | -30031.8809 | 1.2447 | 6141171.4311
1.4 | 0.20733 | 211.4648 | 34.8387 | 1.4592 | 5.6915e-05 | -29323.7253 | 1.25 | 5910182.8189
1.5 | 0.20441 | 208.4582 | 34.4066 | 1.4629 | 5.6204e-05 | -28626.5796 | 1.2554 | 5686030.1922
1.6 | 0.2015 | 205.4695 | 33.9764 | 1.4666 | 5.5496e-05 | -27940.4526 | 1.2609 | 5468595.0674
1.7 | 0.19861 | 202.4991 | 33.548 | 1.4704 | 5.4791e-05 | -27265.3506 | 1.2664 | 5257758.5267
1.8 | 0.19574 | 199.5471 | 33.1214 | 1.4742 | 5.4089e-05 | -26601.1591 | 1.272 | 5053365.1631
1.9 | 0.19288 | 196.6138 | 32.6968 | 1.478 | 5.339e-05 | -25947.8854 | 1.2776 | 4855298.7109
2 | 0.19005 | 193.6998 | 32.2742 | 1.4818 | 5.2695e-05 | -25305.5339 | 1.2834 | 4663442.4775
2.1 | 0.18723 | 190.8049 | 31.8536 | 1.4856 | 5.2002e-05 | -24673.9938 | 1.2892 | 4477646.6005
2.2 | 0.18443 | 187.9297 | 31.4351 | 1.4894 | 5.1314e-05 | -24053.2699 | 1.2951 | 4297796.8572
2.3 | 0.18165 | 185.0747 | 31.0187 | 1.4933 | 5.0628e-05 | -23443.3638 | 1.301 | 4123778.6176
2.4 | 0.1789 | 182.2399 | 30.6045 | 1.4971 | 4.9947e-05 | -22844.1676 | 1.3071 | 3955447.2119
2.5 | 0.17616 | 179.4258 | 30.1925 | 1.501 | 4.9269e-05 | -22255.6823 | 1.3132 | 3792690.3303
2.6 | 0.17344 | 176.6329 | 29.7828 | 1.5048 | 4.8594e-05 | -21677.906 | 1.3194 | 3635395.2899
2.7 | 0.17074 | 173.8613 | 29.3754 | 1.5086 | 4.7924e-05 | -21110.7321 | 1.3256 | 3483422.3153
2.8 | 0.16807 | 171.1115 | 28.9704 | 1.5124 | 4.7257e-05 | -20554.1574 | 1.332 | 3336660.9303
2.9 | 0.16541 | 168.3841 | 28.5679 | 1.5162 | 4.6595e-05 | -20008.1747 | 1.3384 | 3195000.3365
3 | 0.16278 | 165.6791 | 28.1679 | 1.5199 | 4.5937e-05 | -19472.6779 | 1.345 | 3058305.4142
3.1 | 0.16017 | 162.9971 | 27.7705 | 1.5236 | 4.5283e-05 | -18947.6578 | 1.3516 | 2926467.4988
3.2 | 0.15758 | 160.3387 | 27.3758 | 1.5272 | 4.4634e-05 | -18433.1012 | 1.3582 | 2799377.6734
3.3 | 0.15502 | 157.704 | 26.9838 | 1.5308 | 4.3989e-05 | -17928.9008 | 1.365 | 2676905.3017
3.4 | 0.15248 | 155.0935 | 26.5947 | 1.5343 | 4.3348e-05 | -17435.0404 | 1.3719 | 2558943.5721
3.5 | 0.14997 | 152.5079 | 26.2084 | 1.5378 | 4.2713e-05 | -16951.499 | 1.3788 | 2445385.5129
3.6 | 0.14747 | 149.9473 | 25.825 | 1.5412 | 4.2082e-05 | -16478.1671 | 1.3858 | 2336104.871
3.7 | 0.14501 | 147.4123 | 25.4447 | 1.5445 | 4.1456e-05 | -16015.0196 | 1.3929 | 2230996.8011
3.8 | 0.14257 | 144.9035 | 25.0674 | 1.5476 | 4.0836e-05 | -15562.0267 | 1.4001 | 2129956.4114
3.9 | 0.14015 | 142.421 | 24.6934 | 1.5507 | 4.022e-05 | -15119.0748 | 1.4074 | 2032861.812
4 | 0.13776 | 139.9655 | 24.3226 | 1.5537 | 3.961e-05 | -14686.129 | 1.4148 | 1939610.3109
4.1 | 0.1354 | 137.5375 | 23.9551 | 1.5565 | 3.9006e-05 | -14263.1489 | 1.4222 | 1850099.31
4.2 | 0.13306 | 135.1372 | 23.5911 | 1.5592 | 3.8407e-05 | -13850.0156 | 1.4297 | 1764211.3431
4.3 | 0.13076 | 132.7653 | 23.2305 | 1.5618 | 3.7814e-05 | -13446.6827 | 1.4374 | 1681846.139
4.4 | 0.12848 | 130.4222 | 22.8736 | 1.5642 | 3.7227e-05 | -13053.0982 | 1.445 | 1602903.6837
4.5 | 0.12623 | 128.1082 | 22.5203 | 1.5664 | 3.6646e-05 | -12669.1362 | 1.4528 | 1527271.0793
4.6 | 0.124 | 125.8239 | 22.1707 | 1.5684 | 3.6071e-05 | -12294.7379 | 1.4607 | 1454850.819
4.7 | 0.12181 | 123.5697 | 21.825 | 1.5702 | 3.5502e-05 | -11929.8383 | 1.4686 | 1385545.8389
4.8 | 0.11965 | 121.346 | 21.4831 | 1.5719 | 3.494e-05 | -11574.3037 | 1.4767 | 1319248.0322
4.9 | 0.11751 | 119.1531 | 21.1453 | 1.5733 | 3.4385e-05 | -11228.0616 | 1.4848 | 1255863.0691
5 | 0.11541 | 116.9916 | 20.8115 | 1.5745 | 3.3836e-05 | -10891.0336 | 1.4929 | 1195297.2677
5.1 | 0.11334 | 114.8617 | 20.4818 | 1.5755 | 3.3294e-05 | -10563.0768 | 1.5012 | 1137447.601
5.2 | 0.1113 | 112.7639 | 20.1564 | 1.5762 | 3.2759e-05 | -10244.105 | 1.5095 | 1082223.3849
5.3 | 0.10929 | 110.6985 | 19.8352 | 1.5767 | 3.2231e-05 | -9934.0254 | 1.5179 | 1029534.7986
5.4 | 0.10731 | 108.6658 | 19.5184 | 1.5769 | 3.171e-05 | -9632.6861 | 1.5264 | 979284.2316
5.5 | 0.10537 | 106.6661 | 19.206 | 1.5768 | 3.1197e-05 | -9339.9867 | 1.5349 | 931385.1458
5.6 | 0.10345 | 104.6998 | 18.8981 | 1.5764 | 3.0691e-05 | -9055.8207 | 1.5435 | 885752.085
5.7 | 0.10157 | 102.767 | 18.5948 | 1.5758 | 3.0192e-05 | -8780.0269 | 1.5521 | 842293.2116
5.8 | 0.099725 | 100.868 | 18.296 | 1.5749 | 2.9701e-05 | -8512.4914 | 1.5609 | 800926.6376
5.9 | 0.097911 | 99.0032 | 18.002 | 1.5736 | 2.9218e-05 | -8253.0945 | 1.5696 | 761571.7656
6 | 0.09613 | 97.1724 | 17.7126 | 1.5721 | 2.8742e-05 | -8001.6667 | 1.5784 | 724142.876
6.1 | 0.14226 | 143.7653 | 24.9558 | 1.4187 | 4.049e-05 | -15582.1539 | 1.4034 | 2085087.4474
6.2 | 0.14034 | 141.7976 | 24.659 | 1.4183 | 4.0003e-05 | -15230.5153 | 1.4092 | 2008927.3445
6.3 | 0.13845 | 139.8554 | 24.3656 | 1.4178 | 3.9521e-05 | -14886.6867 | 1.4151 | 1935495.9693
6.4 | 0.13659 | 137.939 | 24.0756 | 1.4172 | 3.9044e-05 | -14550.5965 | 1.421 | 1864717.8453
6.5 | 0.13475 | 136.0485 | 23.789 | 1.4165 | 3.8574e-05 | -14222.1698 | 1.4269 | 1796518.217
6.6 | 0.13294 | 134.184 | 23.5058 | 1.4156 | 3.8109e-05 | -13901.2717 | 1.4328 | 1730811.5832
6.7 | 0.13115 | 132.3455 | 23.2261 | 1.4146 | 3.7649e-05 | -13587.8245 | 1.4387 | 1667526.0873
6.8 | 0.12939 | 130.5333 | 22.95 | 1.4135 | 3.7196e-05 | -13281.7474 | 1.4447 | 1606590.6853
6.9 | 0.12765 | 128.7472 | 22.6773 | 1.4123 | 3.6748e-05 | -12982.9034 | 1.4507 | 1547924.9175
7 | 0.12594 | 126.9874 | 22.4082 | 1.4109 | 3.6306e-05 | -12691.2094 | 1.4567 | 1491460.6925
7.1 | 0.12425 | 125.2541 | 22.1427 | 1.4094 | 3.5871e-05 | -12406.579 | 1.4627 | 1437130.8158
7.2 | 0.12259 | 123.5471 | 21.8808 | 1.4078 | 3.5441e-05 | -12128.8739 | 1.4687 | 1384859.884
7.3 | 0.12096 | 121.8665 | 21.6224 | 1.4061 | 3.5017e-05 | -11858.0056 | 1.4748 | 1334583.6988
7.4 | 0.11935 | 120.2125 | 21.3678 | 1.4042 | 3.4599e-05 | -11593.8829 | 1.4808 | 1286239.0322
7.5 | 0.11776 | 118.5848 | 21.1167 | 1.4022 | 3.4187e-05 | -11336.3666 | 1.4869 | 1239755.5353
7.6 | 0.11621 | 116.9835 | 20.8693 | 1.4001 | 3.3781e-05 | -11085.3638 | 1.493 | 1195073.0036
7.7 | 0.11467 | 115.4087 | 20.6256 | 1.3979 | 3.3381e-05 | -10840.7791 | 1.4991 | 1152132.2639
7.8 | 0.11317 | 113.8602 | 20.3855 | 1.3955 | 3.2987e-05 | -10602.473 | 1.5051 | 1110867.9947
7.9 | 0.11169 | 112.338 | 20.1491 | 1.393 | 3.26e-05 | -10370.3491 | 1.5112 | 1071224.0522
8 | 0.11023 | 110.8422 | 19.9164 | 1.3904 | 3.2218e-05 | -10144.3088 | 1.5173 | 1033145.3696
8.1 | 0.1088 | 109.3724 | 19.6873 | 1.3877 | 3.1842e-05 | -9924.2129 | 1.5234 | 996571.5948
8.2 | 0.1074 | 107.9286 | 19.462 | 1.3849 | 3.1473e-05 | -9709.9623 | 1.5295 | 961450.6718
8.3 | 0.10602 | 106.5109 | 19.2403 | 1.3819 | 3.111e-05 | -9501.4563 | 1.5356 | 927731.6502
8.4 | 0.10467 | 105.119 | 19.0223 | 1.3788 | 3.0752e-05 | -9298.5569 | 1.5416 | 895359.0541
8.5 | 0.10334 | 103.7527 | 18.808 | 1.3757 | 3.0401e-05 | -9101.1634 | 1.5477 | 864284.8982
8.6 | 0.10204 | 102.4121 | 18.5974 | 1.3724 | 3.0056e-05 | -8909.1739 | 1.5538 | 834462.3149
8.7 | 0.10076 | 101.0968 | 18.3903 | 1.369 | 2.9717e-05 | -8722.4525 | 1.5598 | 805840.5733
8.8 | 0.099502 | 99.8067 | 18.187 | 1.3655 | 2.9383e-05 | -8540.898 | 1.5658 | 778375.6976
8.9 | 0.098272 | 98.5417 | 17.9872 | 1.3619 | 2.9056e-05 | -8364.4081 | 1.5718 | 752024.8245
9 | 0.097066 | 97.3014 | 17.7911 | 1.3583 | 2.8735e-05 | -8192.85 | 1.5778 | 726741.8003
9.1 | 0.095884 | 96.0858 | 17.5985 | 1.3545 | 2.842e-05 | -8026.1228 | 1.5838 | 702486.554
9.2 | 0.094725 | 94.8946 | 17.4095 | 1.3507 | 2.811e-05 | -7864.1253 | 1.5897 | 679220.1059
9.3 | 0.093591 | 93.7276 | 17.224 | 1.3468 | 2.7807e-05 | -7706.7282 | 1.5956 | 656900.6774
9.4 | 0.092479 | 92.5844 | 17.0421 | 1.3428 | 2.7509e-05 | -7553.8322 | 1.6015 | 635491.958
9.5 | 0.091391 | 91.465 | 16.8637 | 1.3387 | 2.7217e-05 | -7405.3377 | 1.6074 | 614958.693
9.6 | 0.090325 | 90.3689 | 16.6887 | 1.3346 | 2.693e-05 | -7261.1201 | 1.6132 | 595263.2472
9.7 | 0.089282 | 89.2959 | 16.5171 | 1.3304 | 2.665e-05 | -7121.0822 | 1.619 | 576372.8919
9.8 | 0.088261 | 88.2459 | 16.349 | 1.3262 | 2.6375e-05 | -6985.1272 | 1.6247 | 558255.9073
9.9 | 0.087262 | 87.2184 | 16.1842 | 1.3219 | 2.6105e-05 | -6853.1354 | 1.6304 | 540878.5457
10 | 0.086284 | 86.2131 | 16.0227 | 1.3175 | 2.5841e-05 | -6725.0129 | 1.6361 | 524211.4546
10.1 | 0.085328 | 85.2299 | 15.8646 | 1.3132 | 2.5583e-05 | -6600.666 | 1.6418 | 508226.2334
10.2 | 0.084394 | 84.2684 | 15.7097 | 1.3088 | 2.5329e-05 | -6479.9809 | 1.6474 | 492892.75
10.3 | 0.083479 | 83.3282 | 15.558 | 1.3043 | 2.5081e-05 | -6362.8671 | 1.6529 | 478184.8018
10.4 | 0.082586 | 82.409 | 15.4095 | 1.2998 | 2.4839e-05 | -6249.2351 | 1.6584 | 464077.0746
10.5 | 0.081712 | 81.5106 | 15.2642 | 1.2953 | 2.4601e-05 | -6138.977 | 1.6639 | 450542.7702
10.6 | 0.080859 | 80.6326 | 15.1219 | 1.2908 | 2.4369e-05 | -6032.0065 | 1.6693 | 437558.5972
10.7 | 0.080025 | 79.7746 | 14.9828 | 1.2863 | 2.4142e-05 | -5928.2387 | 1.6747 | 425102.0848
10.8 | 0.07921 | 78.9364 | 14.8466 | 1.2818 | 2.3919e-05 | -5827.5716 | 1.68 | 413149.4839
10.9 | 0.078414 | 78.1176 | 14.7134 | 1.2772 | 2.3702e-05 | -5729.9239 | 1.6852 | 401680.1704
11 | 0.077637 | 77.3179 | 14.5832 | 1.2727 | 2.3489e-05 | -5635.2151 | 1.6905 | 390674.2702
11.1 | 0.076877 | 76.537 | 14.4558 | 1.2681 | 2.3281e-05 | -5543.3499 | 1.6956 | 380110.8027
11.2 | 0.076136 | 75.7744 | 14.3313 | 1.2636 | 2.3078e-05 | -5454.2516 | 1.7007 | 369971.567
11.3 | 0.075413 | 75.0299 | 14.2095 | 1.2591 | 2.2879e-05 | -5367.8447 | 1.7058 | 360239.0424
11.4 | 0.074706 | 74.3031 | 14.0906 | 1.2546 | 2.2685e-05 | -5284.0402 | 1.7107 | 350894.7443
11.5 | 0.074016 | 73.5937 | 13.9743 | 1.2501 | 2.2495e-05 | -5202.7666 | 1.7157 | 341922.6572
11.6 | 0.073344 | 72.9014 | 13.8607 | 1.2456 | 2.231e-05 | -5123.9533 | 1.7205 | 333307.3781
11.7 | 0.072687 | 72.2258 | 13.7497 | 1.2411 | 2.2129e-05 | -5047.5177 | 1.7254 | 325032.6584
11.8 | 0.072046 | 71.5665 | 13.6412 | 1.2367 | 2.1952e-05 | -4973.3932 | 1.7301 | 317084.4407
11.9 | 0.071421 | 70.9234 | 13.5353 | 1.2323 | 2.178e-05 | -4901.5142 | 1.7348 | 309449.2154
12 | 0.070811 | 70.2959 | 13.4318 | 1.228 | 2.1611e-05 | -4831.8045 | 1.7394 | 302112.7257
12.1 | 0.14085 | 139.7966 | 24.5137 | 1.1535 | 3.9439e-05 | -15555.7767 | 1.4153 | 1933299.3117
12.2 | 0.14009 | 139.0144 | 24.3953 | 1.1516 | 3.9246e-05 | -15415.8219 | 1.4177 | 1904229.525
12.3 | 0.13934 | 138.2448 | 24.2786 | 1.1497 | 3.9056e-05 | -15278.6458 | 1.42 | 1875901.0715
12.4 | 0.13861 | 137.4878 | 24.1638 | 1.1479 | 3.8869e-05 | -15144.2054 | 1.4224 | 1848295.844
12.5 | 0.13788 | 136.7433 | 24.0508 | 1.146 | 3.8684e-05 | -15012.4577 | 1.4247 | 1821396.0838
12.6 | 0.13717 | 136.011 | 23.9396 | 1.1441 | 3.8503e-05 | -14883.337 | 1.427 | 1795179.7607
12.7 | 0.13647 | 135.2908 | 23.8301 | 1.1423 | 3.8325e-05 | -14756.8019 | 1.4292 | 1769630.1639
12.8 | 0.13578 | 134.5826 | 23.7224 | 1.1404 | 3.815e-05 | -14632.8111 | 1.4315 | 1744730.9093
12.9 | 0.13511 | 133.8862 | 23.6164 | 1.1386 | 3.7977e-05 | -14511.3021 | 1.4337 | 1720461.6625
13 | 0.13444 | 133.2015 | 23.5122 | 1.1368 | 3.7807e-05 | -14392.2352 | 1.4359 | 1696807.0151
13.1 | 0.13379 | 132.5283 | 23.4096 | 1.1349 | 3.764e-05 | -14275.5707 | 1.4381 | 1673751.8643
13.2 | 0.13314 | 131.8664 | 23.3086 | 1.1331 | 3.7476e-05 | -14161.2492 | 1.4403 | 1651277.4515
13.3 | 0.13251 | 131.2157 | 23.2094 | 1.1313 | 3.7314e-05 | -14049.2327 | 1.4424 | 1629369.5805
13.4 | 0.13189 | 130.5761 | 23.1117 | 1.1295 | 3.7156e-05 | -13939.4833 | 1.4445 | 1608014.3399
13.5 | 0.13128 | 129.9474 | 23.0156 | 1.1277 | 3.6999e-05 | -13831.9444 | 1.4466 | 1587194.4332
13.6 | 0.13068 | 129.3294 | 22.9212 | 1.126 | 3.6846e-05 | -13726.5797 | 1.4487 | 1566896.79
13.7 | 0.13009 | 128.722 | 22.8283 | 1.1242 | 3.6694e-05 | -13623.3531 | 1.4507 | 1547108.6047
13.8 | 0.12951 | 128.1251 | 22.7369 | 1.1224 | 3.6546e-05 | -13522.2108 | 1.4528 | 1527813.9352
13.9 | 0.12894 | 127.5385 | 22.6471 | 1.1207 | 3.64e-05 | -13423.1181 | 1.4548 | 1509000.7547
14 | 0.12838 | 126.9621 | 22.5587 | 1.119 | 3.6256e-05 | -13326.0407 | 1.4568 | 1490657.2821
14.1 | 0.12783 | 126.3956 | 22.4719 | 1.1173 | 3.6115e-05 | -13230.9276 | 1.4587 | 1472768.8279
14.2 | 0.12729 | 125.8391 | 22.3865 | 1.1156 | 3.5976e-05 | -13137.7457 | 1.4606 | 1455324.3313
14.3 | 0.12675 | 125.2922 | 22.3026 | 1.1139 | 3.5839e-05 | -13046.4622 | 1.4626 | 1438312.9582
14.4 | 0.12623 | 124.755 | 22.22 | 1.1122 | 3.5705e-05 | -12957.0289 | 1.4644 | 1421721.1768
14.5 | 0.12572 | 124.2272 | 22.1389 | 1.1105 | 3.5573e-05 | -12869.4143 | 1.4663 | 1405538.8182
14.6 | 0.12521 | 123.7087 | 22.0592 | 1.1089 | 3.5444e-05 | -12783.5873 | 1.4681 | 1389755.9229
14.7 | 0.12472 | 123.1993 | 21.9808 | 1.1073 | 3.5316e-05 | -12699.5022 | 1.47 | 1374360.0271
14.8 | 0.12423 | 122.699 | 21.9038 | 1.1056 | 3.5191e-05 | -12617.129 | 1.4718 | 1359341.7846
14.9 | 0.12376 | 122.2076 | 21.8281 | 1.104 | 3.5068e-05 | -12536.4383 | 1.4735 | 1344692.0425
15 | 0.12329 | 121.7248 | 21.7538 | 1.1025 | 3.4948e-05 | -12457.3866 | 1.4753 | 1330399.321
15.1 | 0.12283 | 121.2508 | 21.6807 | 1.1009 | 3.4829e-05 | -12379.9458 | 1.477 | 1316455.0319
15.2 | 0.12237 | 120.7852 | 21.6089 | 1.0993 | 3.4712e-05 | -12304.0878 | 1.4787 | 1302850.7647
15.3 | 0.12193 | 120.3279 | 21.5383 | 1.0978 | 3.4598e-05 | -12229.7715 | 1.4804 | 1289575.9458
15.4 | 0.12149 | 119.8788 | 21.469 | 1.0963 | 3.4485e-05 | -12156.9703 | 1.4821 | 1276622.6843
15.5 | 0.12106 | 119.4378 | 21.4009 | 1.0948 | 3.4374e-05 | -12085.6575 | 1.4837 | 1263983.2524
15.6 | 0.12064 | 119.0048 | 21.3339 | 1.0933 | 3.4266e-05 | -12015.7943 | 1.4853 | 1251647.9102
15.7 | 0.12023 | 118.5796 | 21.2682 | 1.0918 | 3.4159e-05 | -11947.3556 | 1.4869 | 1239609.4074
15.8 | 0.11983 | 118.1621 | 21.2036 | 1.0903 | 3.4054e-05 | -11880.3159 | 1.4885 | 1227860.6433
15.9 | 0.11943 | 117.7521 | 21.1402 | 1.0889 | 3.3951e-05 | -11814.6389 | 1.49 | 1216392.6445
16 | 0.11904 | 117.3496 | 21.0778 | 1.0875 | 3.385e-05 | -11750.3004 | 1.4916 | 1205198.7488
16.1 | 0.11865 | 116.9545 | 21.0166 | 1.0861 | 3.3751e-05 | -11687.2767 | 1.4931 | 1194272.4311
16.2 | 0.11827 | 116.5665 | 20.9565 | 1.0847 | 3.3653e-05 | -11625.5332 | 1.4946 | 1183605.4218
16.3 | 0.1179 | 116.1856 | 20.8975 | 1.0833 | 3.3557e-05 | -11565.0473 | 1.496 | 1173191.5985
16.4 | 0.11754 | 115.8116 | 20.8395 | 1.0819 | 3.3463e-05 | -11505.7964 | 1.4975 | 1163024.9637
16.5 | 0.11718 | 115.4445 | 20.7825 | 1.0806 | 3.3371e-05 | -11447.748 | 1.4989 | 1153097.8943
16.6 | 0.11683 | 115.0842 | 20.7266 | 1.0793 | 3.328e-05 | -11390.8806 | 1.5003 | 1143404.7622
16.7 | 0.11649 | 114.7304 | 20.6716 | 1.078 | 3.3191e-05 | -11335.1729 | 1.5017 | 1133940.0536
16.8 | 0.11615 | 114.3831 | 20.6177 | 1.0767 | 3.3103e-05 | -11280.5942 | 1.5031 | 1124696.7386
16.9 | 0.11582 | 114.0422 | 20.5647 | 1.0754 | 3.3017e-05 | -11227.1243 | 1.5044 | 1115669.6422
17 | 0.1155 | 113.7077 | 20.5127 | 1.0742 | 3.2933e-05 | -11174.743 | 1.5057 | 1106853.6935
17.1 | 0.11518 | 113.3792 | 20.4616 | 1.0729 | 3.285e-05 | -11123.4214 | 1.5071 | 1098242.407
17.2 | 0.11486 | 113.0568 | 20.4115 | 1.0717 | 3.2769e-05 | -11073.1404 | 1.5083 | 1089831.0223
17.3 | 0.11456 | 112.7404 | 20.3622 | 1.0705 | 3.2689e-05 | -11023.8809 | 1.5096 | 1081614.8741
17.4 | 0.11426 | 112.4298 | 20.3139 | 1.0693 | 3.261e-05 | -10975.6157 | 1.5109 | 1073587.9763
17.5 | 0.11396 | 112.1249 | 20.2664 | 1.0681 | 3.2533e-05 | -10928.3267 | 1.5121 | 1065745.948
17.6 | 0.11367 | 111.8257 | 20.2197 | 1.067 | 3.2458e-05 | -10881.9961 | 1.5133 | 1058084.4951
17.7 | 0.11338 | 111.532 | 20.174 | 1.0658 | 3.2384e-05 | -10836.598 | 1.5145 | 1050598.0897
17.8 | 0.1131 | 111.2437 | 20.129 | 1.0647 | 3.2311e-05 | -10792.1154 | 1.5157 | 1043282.6982
17.9 | 0.11283 | 110.9608 | 20.0849 | 1.0636 | 3.2239e-05 | -10748.5315 | 1.5168 | 1036134.3664
18 | 0.11256 | 110.6831 | 20.0416 | 1.0625 | 3.2169e-05 | -10705.8219 | 1.518 | 1029147.9864

## dacosta_micro_trend
global_length_domain | velocity | Re | Sh | cp_modulus | K | deltaP | f | Pn
0.1 | 0.24708 | 252.3099 | 123.2381 | 1.1118 | 0.00020155 | -30014.464 | 0.9016 | 7240813.115
0.2 | 0.24416 | 249.3163 | 122.5107 | 1.1121 | 0.00020035 | -29396.3481 | 0.90419 | 7006174.5241
0.3 | 0.24126 | 246.333 | 121.7814 | 1.1124 | 0.00019914 | -28785.8638 | 0.9068 | 6777213.389
0.4 | 0.23837 | 243.36 | 121.0502 | 1.1127 | 0.00019793 | -28183.0184 | 0.90945 | 6553853.5158
0.5 | 0.23549 | 240.3977 | 120.3173 | 1.1131 | 0.00019672 | -27587.8184 | 0.91213 | 6336018.3269
0.6 | 0.23261 | 237.4457 | 119.5824 | 1.1134 | 0.0001955 | -27000.1639 | 0.91484 | 6123593.2055
0.7 | 0.22975 | 234.5043 | 118.8457 | 1.1137 | 0.00019428 | -26420.063 | 0.91758 | 5916503.7502
0.8 | 0.2269 | 231.5738 | 118.1071 | 1.114 | 0.00019306 | -25847.5226 | 0.92035 | 5714675.1719
0.9 | 0.22406 | 228.6538 | 117.3665 | 1.1143 | 0.00019183 | -25282.4475 | 0.92316 | 5517997.4456
1 | 0.22123 | 225.7447 | 116.624 | 1.1147 | 0.00019061 | -24724.8462 | 0.926 | 5326397.8111
1.1 | 0.21841 | 222.8468 | 115.8797 | 1.115 | 0.00018937 | -24174.7261 | 0.92888 | 5139803.1183
1.2 | 0.2156 | 219.9597 | 115.1333 | 1.1153 | 0.00018814 | -23631.9962 | 0.93179 | 4958107.6516
1.3 | 0.2128 | 217.0838 | 114.3849 | 1.1156 | 0.0001869 | -23096.6653 | 0.93473 | 4781240.1526
1.4 | 0.21001 | 214.2193 | 113.6347 | 1.116 | 0.00018566 | -22568.741 | 0.93772 | 4609128.9744
1.5 | 0.20724 | 211.3661 | 112.8824 | 1.1163 | 0.00018441 | -22048.1366 | 0.94074 | 4441672.4444
1.6 | 0.20447 | 208.5244 | 112.1281 | 1.1167 | 0.00018316 | -21534.8609 | 0.9438 | 4278800.6799
1.7 | 0.20172 | 205.6946 | 111.3719 | 1.117 | 0.00018191 | -21028.9215 | 0.9469 | 4120443.4138
1.8 | 0.19898 | 202.8764 | 110.6136 | 1.1173 | 0.00018066 | -20530.2357 | 0.95004 | 3966502.7673
1.9 | 0.19624 | 200.0701 | 109.8533 | 1.1177 | 0.0001794 | -20038.8123 | 0.95322 | 3816910.1199
2 | 0.19353 | 197.2762 | 109.0912 | 1.118 | 0.00017814 | -19554.6584 | 0.95645 | 3671596.4744
2.1 | 0.19082 | 194.4944 | 108.3269 | 1.1183 | 0.00017687 | -19077.6952 | 0.95971 | 3530467.5132
2.2 | 0.18812 | 191.725 | 107.5607 | 1.1187 | 0.0001756 | -18607.931 | 0.96302 | 3393455.7782
2.3 | 0.18544 | 188.9684 | 106.7926 | 1.119 | 0.00017433 | -18145.3727 | 0.96637 | 3260493.446
2.4 | 0.18277 | 186.2246 | 106.0225 | 1.1194 | 0.00017306 | -17689.9447 | 0.96977 | 3131489.5446
2.5 | 0.18012 | 183.4937 | 105.2504 | 1.1197 | 0.00017178 | -17241.6548 | 0.97322 | 3006377.6927
2.6 | 0.17747 | 180.7763 | 104.4764 | 1.12 | 0.0001705 | -16800.5092 | 0.97671 | 2885091.1586
2.7 | 0.17484 | 178.0722 | 103.7005 | 1.1203 | 0.00016921 | -16366.4354 | 0.98025 | 2767542.1185
2.8 | 0.17222 | 175.3818 | 102.9227 | 1.1207 | 0.00016792 | -15939.4403 | 0.98384 | 2653665.197
2.9 | 0.16962 | 172.7055 | 102.1431 | 1.121 | 0.00016663 | -15519.5291 | 0.98747 | 2543394.6876
3 | 0.16703 | 170.0432 | 101.3616 | 1.1213 | 0.00016534 | -15106.632 | 0.99116 | 2436645.7351
3.1 | 0.16445 | 167.3953 | 100.5783 | 1.1216 | 0.00016404 | -14700.7547 | 0.9949 | 2333353.9153
3.2 | 0.16189 | 164.7624 | 99.7933 | 1.1219 | 0.00016274 | -14301.9012 | 0.9987 | 2233454.4969
3.3 | 0.15934 | 162.1442 | 99.0066 | 1.1222 | 0.00016143 | -13910.0039 | 1.0025 | 2136865.4333
3.4 | 0.15681 | 159.5414 | 98.2181 | 1.1225 | 0.00016013 | -13525.067 | 1.0064 | 2043523.2141
3.5 | 0.15429 | 156.9543 | 97.4281 | 1.1228 | 0.00015882 | -13147.0927 | 1.0104 | 1953364.0506
3.6 | 0.15179 | 154.383 | 96.6365 | 1.1231 | 0.00015751 | -12776.0154 | 1.0144 | 1866308.5658
3.7 | 0.1493 | 151.8279 | 95.8434 | 1.1233 | 0.00015619 | -12411.8373 | 1.0185 | 1782294.144
3.8 | 0.14683 | 149.2896 | 95.0489 | 1.1236 | 0.00015488 | -12054.5584 | 1.0226 | 1701257.9264
3.9 | 0.14438 | 146.768 | 94.2531 | 1.1238 | 0.00015356 | -11704.1144 | 1.0268 | 1623123.0889
4 | 0.14194 | 144.2637 | 93.4559 | 1.1241 | 0.00015224 | -11360.5051 | 1.0311 | 1547827.9118
4.1 | 0.13953 | 141.7773 | 92.6576 | 1.1243 | 0.00015091 | -11023.7279 | 1.0354 | 1475310.4748
4.2 | 0.13712 | 139.3088 | 91.8582 | 1.1245 | 0.00014959 | -10693.7194 | 1.0397 | 1405496.4136
4.3 | 0.13474 | 136.8588 | 91.0579 | 1.1247 | 0.00014826 | -10370.4761 | 1.0442 | 1338324.9297
4.4 | 0.13238 | 134.4278 | 90.2567 | 1.1248 | 0.00014693 | -10053.9923 | 1.0487 | 1273735.072
4.5 | 0.13003 | 132.0161 | 89.4547 | 1.125 | 0.0001456 | -9744.2048 | 1.0532 | 1211654.8707
4.6 | 0.1277 | 129.6241 | 88.6521 | 1.1251 | 0.00014427 | -9441.1064 | 1.0579 | 1152024.497
4.7 | 0.12539 | 127.2526 | 87.849 | 1.1252 | 0.00014294 | -9144.6875 | 1.0626 | 1094784.0269
4.8 | 0.12311 | 124.9016 | 87.0457 | 1.1253 | 0.00014161 | -8854.8843 | 1.0673 | 1039863.8471
4.9 | 0.12084 | 122.5719 | 86.2421 | 1.1253 | 0.00014028 | -8571.6855 | 1.0722 | 987205.1756
5 | 0.1186 | 120.264 | 85.4386 | 1.1253 | 0.00013894 | -8295.0765 | 1.0771 | 936749.2004
5.1 | 0.11637 | 117.9783 | 84.6353 | 1.1253 | 0.00013761 | -8024.9925 | 1.082 | 888428.6591
5.2 | 0.11417 | 115.7153 | 83.8323 | 1.1253 | 0.00013628 | -7761.4166 | 1.0871 | 842185.9222
5.3 | 0.11199 | 113.4759 | 83.0301 | 1.1252 | 0.00013495 | -7504.3292 | 1.0922 | 797963.4063
5.4 | 0.10984 | 111.2602 | 82.2285 | 1.1251 | 0.00013362 | -7253.6629 | 1.0974 | 755696.2269
5.5 | 0.1077 | 109.0691 | 81.4281 | 1.1249 | 0.00013229 | -7009.3951 | 1.1026 | 715328.0458
5.6 | 0.1056 | 106.9031 | 80.629 | 1.1247 | 0.00013097 | -6771.4996 | 1.108 | 676802.6558
5.7 | 0.10351 | 104.7627 | 79.8314 | 1.1245 | 0.00012965 | -6539.9059 | 1.1133 | 640057.6143
5.8 | 0.10146 | 102.6485 | 79.0357 | 1.1242 | 0.00012833 | -6314.5845 | 1.1188 | 605038.0455
5.9 | 0.099428 | 100.5615 | 78.2421 | 1.1239 | 0.00012701 | -6095.5017 | 1.1243 | 571689.3008
6 | 0.097424 | 98.5018 | 77.451 | 1.1235 | 0.0001257 | -5882.5831 | 1.1299 | 539951.4794
6.1 | 0.14413 | 145.6857 | 94.2039 | 1.1009 | 0.00015286 | -11721.4459 | 1.0286 | 1590302.9998
6.2 | 0.14213 | 143.6389 | 93.5518 | 1.1006 | 0.00015178 | -11440.1465 | 1.0321 | 1529394.3188
6.3 | 0.14016 | 141.6121 | 92.9017 | 1.1003 | 0.0001507 | -11164.5264 | 1.0357 | 1470570.644
6.4 | 0.13821 | 139.6058 | 92.2536 | 1.1 | 0.00014963 | -10894.5615 | 1.0392 | 1413783.358
6.5 | 0.13628 | 137.6205 | 91.6076 | 1.0996 | 0.00014856 | -10630.2261 | 1.0428 | 1358983.9768
6.6 | 0.13437 | 135.6561 | 90.964 | 1.0993 | 0.00014749 | -10371.4459 | 1.0464 | 1306114.89
6.7 | 0.13248 | 133.713 | 90.3228 | 1.0989 | 0.00014643 | -10118.1937 | 1.05 | 1255128.9854
6.8 | 0.13061 | 131.7917 | 89.6842 | 1.0985 | 0.00014537 | -9870.4398 | 1.0537 | 1205979.3348
6.9 | 0.12876 | 129.8921 | 89.0483 | 1.098 | 0.00014431 | -9628.1093 | 1.0574 | 1158610.9083
7 | 0.12694 | 128.0148 | 88.4153 | 1.0976 | 0.00014327 | -9391.171 | 1.0611 | 1112978.171
7.1 | 0.12513 | 126.1599 | 87.7854 | 1.0971 | 0.00014222 | -9159.5913 | 1.0648 | 1069035.8242
7.2 | 0.12335 | 124.3278 | 87.1587 | 1.0966 | 0.00014118 | -8933.2942 | 1.0685 | 1026731.4167
7.3 | 0.12159 | 122.5186 | 86.5353 | 1.096 | 0.00014015 | -8712.2445 | 1.0723 | 986021.0714
7.4 | 0.11985 | 120.7328 | 85.9155 | 1.0955 | 0.00013912 | -8496.4043 | 1.0761 | 946861.2016
7.5 | 0.11814 | 118.9704 | 85.2994 | 1.0949 | 0.0001381 | -8285.6964 | 1.0799 | 909201.9431
7.6 | 0.11645 | 117.2318 | 84.6872 | 1.0943 | 0.00013708 | -8080.0811 | 1.0837 | 873001.1644
7.7 | 0.11478 | 115.5175 | 84.0791 | 1.0936 | 0.00013608 | -7879.5163 | 1.0875 | 838217.0785
7.8 | 0.11314 | 113.8273 | 83.4752 | 1.0929 | 0.00013508 | -7683.9231 | 1.0914 | 804802.4251
7.9 | 0.11152 | 112.1617 | 82.8758 | 1.0922 | 0.00013408 | -7493.2575 | 1.0953 | 772716.9097
8 | 0.10992 | 110.5211 | 82.281 | 1.0915 | 0.0001331 | -7307.473 | 1.0991 | 741920.636
8.1 | 0.10835 | 108.9054 | 81.6909 | 1.0907 | 0.00013212 | -7126.489 | 1.103 | 712368.9695
8.2 | 0.10681 | 107.3149 | 81.1059 | 1.0899 | 0.00013115 | -6950.2567 | 1.1069 | 684023.5445
8.3 | 0.10528 | 105.7501 | 80.526 | 1.0891 | 0.00013019 | -6778.7255 | 1.1108 | 656846.4458
8.4 | 0.10379 | 104.2109 | 79.9515 | 1.0883 | 0.00012924 | -6611.8127 | 1.1148 | 630795.6876
8.5 | 0.10231 | 102.6975 | 79.3826 | 1.0874 | 0.0001283 | -6449.4655 | 1.1187 | 605834.9217
8.6 | 0.10087 | 101.2103 | 78.8195 | 1.0864 | 0.00012736 | -6291.6285 | 1.1226 | 581928.2992
8.7 | 0.099448 | 99.7493 | 78.2622 | 1.0855 | 0.00012644 | -6138.2175 | 1.1265 | 559036.5035
8.8 | 0.098053 | 98.3147 | 77.7111 | 1.0845 | 0.00012553 | -5989.1753 | 1.1304 | 537125.2849
8.9 | 0.096684 | 96.9067 | 77.1663 | 1.0835 | 0.00012463 | -5844.4424 | 1.1344 | 516160.9366
9 | 0.095341 | 95.5253 | 76.628 | 1.0825 | 0.00012374 | -5703.933 | 1.1383 | 496106.8245
9.1 | 0.094023 | 94.1706 | 76.0964 | 1.0814 | 0.00012286 | -5567.5858 | 1.1422 | 476930.8655
9.2 | 0.092733 | 92.8429 | 75.5717 | 1.0803 | 0.00012199 | -5435.3378 | 1.1461 | 458601.5571
9.3 | 0.091468 | 91.5421 | 75.054 | 1.0792 | 0.00012113 | -5307.1014 | 1.15 | 441084.9493
9.4 | 0.090229 | 90.2682 | 74.5434 | 1.0781 | 0.00012029 | -5182.8121 | 1.1539 | 424351.1773
9.5 | 0.089017 | 89.0215 | 74.0403 | 1.0769 | 0.00011946 | -5062.4033 | 1.1577 | 408370.986
9.6 | 0.087831 | 87.8017 | 73.5447 | 1.0757 | 0.00011864 | -4945.7865 | 1.1616 | 393113.0956
9.7 | 0.086672 | 86.609 | 73.0568 | 1.0745 | 0.00011783 | -4832.8941 | 1.1654 | 378549.8895
9.8 | 0.085538 | 85.4434 | 72.5767 | 1.0732 | 0.00011704 | -4723.657 | 1.1692 | 364654.382
9.9 | 0.084431 | 84.3047 | 72.1046 | 1.072 | 0.00011626 | -4617.9859 | 1.1729 | 351397.929
10 | 0.08335 | 83.1928 | 71.6406 | 1.0707 | 0.00011549 | -4515.811 | 1.1767 | 338755.1687
10.1 | 0.082296 | 82.1079 | 71.1848 | 1.0694 | 0.00011474 | -4417.061 | 1.1804 | 326701.3804
10.2 | 0.081267 | 81.0496 | 70.7373 | 1.0681 | 0.000114 | -4321.6469 | 1.1841 | 315210.5002
10.3 | 0.080264 | 80.0178 | 70.2983 | 1.0667 | 0.00011327 | -4229.497 | 1.1877 | 304259.4006
10.4 | 0.079287 | 79.0125 | 69.8678 | 1.0654 | 0.00011256 | -4140.5389 | 1.1913 | 293825.5947
10.5 | 0.078335 | 78.0334 | 69.4459 | 1.064 | 0.00011187 | -4054.6843 | 1.1949 | 283885.5201
10.6 | 0.077409 | 77.0803 | 69.0327 | 1.0627 | 0.00011119 | -3971.8608 | 1.1984 | 274418.2354
10.7 | 0.076507 | 76.1531 | 68.6283 | 1.0613 | 0.00011052 | -3891.9953 | 1.2019 | 265403.43
10.8 | 0.075631 | 75.2514 | 68.2326 | 1.0599 | 0.00010987 | -3815.0011 | 1.2054 | 256819.9403
10.9 | 0.074779 | 74.375 | 67.8458 | 1.0585 | 0.00010923 | -3740.8057 | 1.2088 | 248648.9369
11 | 0.073951 | 73.5236 | 67.4679 | 1.0571 | 0.00010861 | -3669.3367 | 1.2121 | 240872.2021
11.1 | 0.073148 | 72.6969 | 67.0989 | 1.0557 | 0.000108 | -3600.5092 | 1.2154 | 233470.8471
11.2 | 0.072368 | 71.8946 | 66.7387 | 1.0543 | 0.0001074 | -3534.2517 | 1.2186 | 226428.0567
11.3 | 0.071612 | 71.1163 | 66.3875 | 1.053 | 0.00010683 | -3470.493 | 1.2218 | 219727.5991
11.4 | 0.070878 | 70.3618 | 66.0451 | 1.0516 | 0.00010626 | -3409.1509 | 1.2249 | 213352.7188
11.5 | 0.070168 | 69.6305 | 65.7115 | 1.0502 | 0.00010571 | -3350.1558 | 1.228 | 207288.4961
11.6 | 0.069479 | 68.9222 | 65.3867 | 1.0488 | 0.00010518 | -3293.4382 | 1.231 | 201520.5596
11.7 | 0.068813 | 68.2363 | 65.0707 | 1.0475 | 0.00010466 | -3238.9195 | 1.234 | 196034.1317
11.8 | 0.068168 | 67.5725 | 64.7633 | 1.0461 | 0.00010415 | -3186.5324 | 1.2369 | 190816.0536
11.9 | 0.067544 | 66.9305 | 64.4646 | 1.0448 | 0.00010366 | -3136.2099 | 1.2397 | 185853.6755
12 | 0.06694 | 66.3096 | 64.1743 | 1.0435 | 0.00010319 | -3087.8774 | 1.2425 | 181134.0322
12.1 | 0.13326 | 131.9809 | 90.5445 | 1.0315 | 0.00014558 | -10374.8558 | 1.0533 | 1210762.9318
12.2 | 0.13265 | 131.3548 | 90.3363 | 1.031 | 0.00014524 | -10293.023 | 1.0545 | 1194976.8034
12.3 | 0.13205 | 130.7407 | 90.1316 | 1.0304 | 0.0001449 | -10213.0389 | 1.0557 | 1179622.8556
12.4 | 0.13147 | 130.1387 | 89.9305 | 1.0299 | 0.00014457 | -10134.8728 | 1.0569 | 1164690.3121
12.5 | 0.1309 | 129.5484 | 89.7329 | 1.0294 | 0.00014425 | -10058.4939 | 1.058 | 1150168.588
12.6 | 0.13033 | 128.9698 | 89.5387 | 1.0288 | 0.00014393 | -9983.8586 | 1.0592 | 1136044.8082
12.7 | 0.12978 | 128.4026 | 89.3479 | 1.0283 | 0.00014361 | -9910.9369 | 1.0603 | 1122308.9771
12.8 | 0.12924 | 127.8467 | 89.1606 | 1.0278 | 0.00014331 | -9839.699 | 1.0614 | 1108951.2805
12.9 | 0.12871 | 127.3021 | 88.9766 | 1.0273 | 0.000143 | -9770.103 | 1.0625 | 1095959.8033
13 | 0.12819 | 126.7684 | 88.796 | 1.0268 | 0.00014271 | -9702.12 | 1.0635 | 1083325.2834
13.1 | 0.12769 | 126.2455 | 88.6186 | 1.0263 | 0.00014242 | -9635.7211 | 1.0646 | 1071038.6302
13.2 | 0.12719 | 125.7334 | 88.4446 | 1.0258 | 0.00014213 | -9570.8661 | 1.0656 | 1059088.8253
13.3 | 0.1267 | 125.2317 | 88.2737 | 1.0253 | 0.00014185 | -9507.5271 | 1.0667 | 1047467.2941
13.4 | 0.12622 | 124.7405 | 88.1061 | 1.0248 | 0.00014158 | -9445.6763 | 1.0677 | 1036165.6237
13.5 | 0.12576 | 124.2594 | 87.9416 | 1.0243 | 0.00014131 | -9385.2753 | 1.0687 | 1025173.6316
13.6 | 0.1253 | 123.7883 | 87.7802 | 1.0239 | 0.00014104 | -9326.2971 | 1.0696 | 1014483.3861
13.7 | 0.12485 | 123.3272 | 87.622 | 1.0234 | 0.00014078 | -9268.715 | 1.0706 | 1004087.1073
13.8 | 0.12441 | 122.8758 | 87.4668 | 1.0229 | 0.00014053 | -9212.4923 | 1.0715 | 993975.3905
13.9 | 0.12398 | 122.4339 | 87.3146 | 1.0225 | 0.00014028 | -9157.6032 | 1.0725 | 984140.9039
14 | 0.12356 | 122.0014 | 87.1653 | 1.022 | 0.00014003 | -9104.0218 | 1.0734 | 974576.4577
14.1 | 0.12315 | 121.5782 | 87.019 | 1.0216 | 0.00013979 | -9051.7133 | 1.0743 | 965273.3699
14.2 | 0.12275 | 121.164 | 86.8756 | 1.0212 | 0.00013956 | -9000.6529 | 1.0752 | 956224.8671
14.3 | 0.12236 | 120.7588 | 86.7351 | 1.0207 | 0.00013933 | -8950.8158 | 1.076 | 947424.3086
14.4 | 0.12197 | 120.3623 | 86.5973 | 1.0203 | 0.0001391 | -8902.169 | 1.0769 | 938863.6825
14.5 | 0.12159 | 119.9744 | 86.4624 | 1.0199 | 0.00013888 | -8854.6885 | 1.0777 | 930536.7344
14.6 | 0.12122 | 119.595 | 86.3301 | 1.0195 | 0.00013866 | -8808.3508 | 1.0785 | 922437.3338
14.7 | 0.12086 | 119.2239 | 86.2006 | 1.0191 | 0.00013845 | -8763.1245 | 1.0793 | 914558.0894
14.8 | 0.12051 | 118.8609 | 86.0736 | 1.0187 | 0.00013824 | -8718.9866 | 1.0801 | 906893.2287
14.9 | 0.12017 | 118.5059 | 85.9493 | 1.0183 | 0.00013804 | -8675.9148 | 1.0809 | 899437.0938
15 | 0.11983 | 118.1587 | 85.8276 | 1.0179 | 0.00013784 | -8633.8791 | 1.0817 | 892182.868
15.1 | 0.1195 | 117.8191 | 85.7084 | 1.0175 | 0.00013765 | -8592.8578 | 1.0824 | 885125.2249
15.2 | 0.11918 | 117.4872 | 85.5916 | 1.0172 | 0.00013746 | -8552.8295 | 1.0831 | 878258.9453
15.3 | 0.11886 | 117.1626 | 85.4773 | 1.0168 | 0.00013727 | -8513.7658 | 1.0839 | 871577.7428
15.4 | 0.11855 | 116.8452 | 85.3654 | 1.0164 | 0.00013709 | -8475.6462 | 1.0846 | 865076.7047
15.5 | 0.11825 | 116.5349 | 85.2558 | 1.0161 | 0.00013691 | -8438.4501 | 1.0852 | 858751.0173
15.6 | 0.11796 | 116.2315 | 85.1485 | 1.0157 | 0.00013673 | -8402.1509 | 1.0859 | 852594.8846
15.7 | 0.11767 | 115.9349 | 85.0435 | 1.0154 | 0.00013656 | -8366.7289 | 1.0866 | 846603.7764
15.8 | 0.11739 | 115.645 | 84.9407 | 1.0151 | 0.00013639 | -8332.1647 | 1.0872 | 840773.2545
15.9 | 0.11711 | 115.3615 | 84.8401 | 1.0147 | 0.00013623 | -8298.433 | 1.0879 | 835097.9756
16 | 0.11684 | 115.0845 | 84.7417 | 1.0144 | 0.00013606 | -8265.5153 | 1.0885 | 829573.7635
16.1 | 0.11658 | 114.8136 | 84.6453 | 1.0141 | 0.00013591 | -8233.3931 | 1.0891 | 824196.5273
16.2 | 0.11632 | 114.5489 | 84.551 | 1.0138 | 0.00013575 | -8202.0426 | 1.0897 | 818961.3421
16.3 | 0.11607 | 114.29 | 84.4587 | 1.0135 | 0.0001356 | -8171.4463 | 1.0903 | 813864.3591
16.4 | 0.11582 | 114.037 | 84.3683 | 1.0132 | 0.00013545 | -8141.5867 | 1.0909 | 808901.8093
16.5 | 0.11558 | 113.7897 | 84.28 | 1.0129 | 0.00013531 | -8112.4413 | 1.0915 | 804069.154
16.6 | 0.11535 | 113.548 | 84.1934 | 1.0126 | 0.00013517 | -8083.9937 | 1.092 | 799362.848
16.7 | 0.11512 | 113.3116 | 84.1088 | 1.0124 | 0.00013503 | -8056.2272 | 1.0926 | 794779.4203
16.8 | 0.11489 | 113.0806 | 84.026 | 1.0121 | 0.00013489 | -8029.1209 | 1.0931 | 790314.6894
16.9 | 0.11467 | 112.8547 | 83.9449 | 1.0118 | 0.00013476 | -8002.6591 | 1.0936 | 785965.3917
17 | 0.11446 | 112.6339 | 83.8656 | 1.0116 | 0.00013463 | -7976.8262 | 1.0942 | 781728.3328
17.1 | 0.11425 | 112.418 | 83.7879 | 1.0113 | 0.00013451 | -7951.6026 | 1.0947 | 777599.6616
17.2 | 0.11404 | 112.2069 | 83.7119 | 1.0111 | 0.00013438 | -7926.9734 | 1.0952 | 773576.3762
17.3 | 0.11384 | 112.0005 | 83.6376 | 1.0108 | 0.00013426 | -7902.9241 | 1.0956 | 769655.5392
17.4 | 0.11365 | 111.7987 | 83.5648 | 1.0106 | 0.00013414 | -7879.4362 | 1.0961 | 765833.6058
17.5 | 0.11346 | 111.6013 | 83.4935 | 1.0104 | 0.00013402 | -7856.4959 | 1.0966 | 762107.8175
17.6 | 0.11327 | 111.4083 | 83.4238 | 1.0101 | 0.00013391 | -7834.0894 | 1.097 | 758475.4761
17.7 | 0.11309 | 111.2195 | 83.3555 | 1.0099 | 0.0001338 | -7812.1996 | 1.0975 | 754933.3212
17.8 | 0.11291 | 111.0349 | 83.2887 | 1.0097 | 0.00013369 | -7790.8134 | 1.0979 | 751478.8209
17.9 | 0.11273 | 110.8542 | 83.2233 | 1.0095 | 0.00013358 | -7769.9181 | 1.0983 | 748109.5003
18 | 0.11256 | 110.6775 | 83.1592 | 1.0093 | 0.00013348 | -7749.4975 | 1.0988 | 744822.363

## koustou_micro_trend
global_length_domain | velocity | Re | Sh | cp_modulus | K | deltaP | f | Pn
0.1 | 0.24681 | 252.034 | 60.3627 | 1.2666 | 9.8719e-05 | -81179.2722 | 2.4438 | 19562260.0438
0.2 | 0.24364 | 248.7729 | 59.9201 | 1.2671 | 9.7988e-05 | -79253.4923 | 2.4483 | 18847010.8852
0.3 | 0.24048 | 245.5299 | 59.4774 | 1.2676 | 9.7257e-05 | -77359.6892 | 2.4528 | 18152841.6423
0.4 | 0.23734 | 242.3054 | 59.0347 | 1.2682 | 9.6525e-05 | -75497.6193 | 2.4573 | 17479302.5811
0.5 | 0.23422 | 239.0993 | 58.5921 | 1.2688 | 9.5794e-05 | -73667.04 | 2.4619 | 16825949.9855
0.6 | 0.23112 | 235.9112 | 58.1495 | 1.2694 | 9.5063e-05 | -71867.3888 | 2.4666 | 16192234.0939
0.7 | 0.22804 | 232.7414 | 57.7068 | 1.27 | 9.4332e-05 | -70098.4408 | 2.4712 | 15577733.2771
0.8 | 0.22497 | 229.5899 | 57.2642 | 1.2706 | 9.36e-05 | -68359.9712 | 2.476 | 14982031.2686
0.9 | 0.22192 | 226.4564 | 56.8215 | 1.2712 | 9.2869e-05 | -66651.4512 | 2.4807 | 14404615.1047
1 | 0.21889 | 223.341 | 56.3788 | 1.2718 | 9.2137e-05 | -64972.6723 | 2.4855 | 13845088.6325
1.1 | 0.21587 | 220.244 | 55.936 | 1.2725 | 9.1406e-05 | -63323.4256 | 2.4904 | 13303060.4795
1.2 | 0.21288 | 217.165 | 55.4932 | 1.2732 | 9.0674e-05 | -61703.2136 | 2.4953 | 12778051.3047
1.3 | 0.2099 | 214.1041 | 55.0504 | 1.2738 | 8.9942e-05 | -60111.842 | 2.5003 | 12269688.061
1.4 | 0.20694 | 211.0617 | 54.6075 | 1.2745 | 8.921e-05 | -58549.1157 | 2.5053 | 11777601.9659
1.5 | 0.204 | 208.0374 | 54.1645 | 1.2752 | 8.8478e-05 | -57014.5661 | 2.5104 | 11301344.4155
1.6 | 0.20107 | 205.0314 | 53.7215 | 1.2759 | 8.7746e-05 | -55508.0112 | 2.5155 | 10840563.3365
1.7 | 0.19817 | 202.0439 | 53.2785 | 1.2766 | 8.7014e-05 | -54029.2679 | 2.5207 | 10394910.4672
1.8 | 0.19528 | 199.0748 | 52.8354 | 1.2773 | 8.6281e-05 | -52577.8936 | 2.5259 | 9963965.3236
1.9 | 0.1924 | 196.1242 | 52.3923 | 1.278 | 8.5549e-05 | -51153.7167 | 2.5312 | 9547394.8971
2 | 0.18955 | 193.1924 | 51.9492 | 1.2787 | 8.4817e-05 | -49756.5639 | 2.5365 | 9144869.5973
2.1 | 0.18672 | 190.2793 | 51.5061 | 1.2794 | 8.4084e-05 | -48386.0164 | 2.5419 | 8755994.6931
2.2 | 0.1839 | 187.385 | 51.0629 | 1.2801 | 8.3352e-05 | -47041.9109 | 2.5474 | 8380454.5413
2.3 | 0.1811 | 184.51 | 50.6198 | 1.2808 | 8.2619e-05 | -45724.0819 | 2.5529 | 8017936.5802
2.4 | 0.17832 | 181.6539 | 50.1767 | 1.2815 | 8.1887e-05 | -44432.1318 | 2.5585 | 7668069.7005
2.5 | 0.17556 | 178.8173 | 49.7337 | 1.2822 | 8.1154e-05 | -43165.9035 | 2.5641 | 7330554.1241
2.6 | 0.17282 | 176.0003 | 49.2908 | 1.2829 | 8.0422e-05 | -41925.2371 | 2.5698 | 7005092.8715
2.7 | 0.1701 | 173.2028 | 48.8479 | 1.2835 | 7.969e-05 | -40709.7536 | 2.5756 | 6691336.5478
2.8 | 0.1674 | 170.4252 | 48.4051 | 1.2842 | 7.8958e-05 | -39519.3 | 2.5814 | 6388999.9293
2.9 | 0.16472 | 167.668 | 47.9626 | 1.2849 | 7.8226e-05 | -38353.7199 | 2.5873 | 6097800.361
3 | 0.16205 | 164.9309 | 47.5202 | 1.2855 | 7.7494e-05 | -37212.6503 | 2.5933 | 5817408.4681
3.1 | 0.15941 | 162.2144 | 47.078 | 1.2861 | 7.6763e-05 | -36095.9401 | 2.5993 | 5547552.4539
3.2 | 0.15679 | 159.5189 | 46.6361 | 1.2867 | 7.6032e-05 | -35003.4337 | 2.6054 | 5287962.9117
3.3 | 0.15419 | 156.8443 | 46.1945 | 1.2873 | 7.5302e-05 | -33934.7819 | 2.6116 | 5038328.9982
3.4 | 0.1516 | 154.1911 | 45.7532 | 1.2878 | 7.4572e-05 | -32889.8329 | 2.6179 | 4798391.3941
3.5 | 0.14904 | 151.5598 | 45.3124 | 1.2884 | 7.3843e-05 | -31868.4298 | 2.6242 | 4567893.0419
3.6 | 0.1465 | 148.9502 | 44.872 | 1.2889 | 7.3115e-05 | -30870.2341 | 2.6306 | 4346540.3399
3.7 | 0.14399 | 146.363 | 44.4321 | 1.2893 | 7.2387e-05 | -29895.091 | 2.637 | 4134085.6703
3.8 | 0.14149 | 143.7986 | 43.9928 | 1.2897 | 7.1661e-05 | -28942.8399 | 2.6436 | 3930283.5988
3.9 | 0.13902 | 141.2569 | 43.5541 | 1.2901 | 7.0935e-05 | -28013.1502 | 2.6502 | 3734856.6695
4 | 0.13657 | 138.7387 | 43.1161 | 1.2904 | 7.0211e-05 | -27105.8614 | 2.6569 | 3547568.3605
4.1 | 0.13414 | 136.2442 | 42.6789 | 1.2907 | 6.9487e-05 | -26220.807 | 2.6636 | 3368184.3044
4.2 | 0.13174 | 133.7738 | 42.2425 | 1.291 | 6.8766e-05 | -25357.6609 | 2.6704 | 3196442.2843
4.3 | 0.12936 | 131.3278 | 41.8071 | 1.2912 | 6.8045e-05 | -24516.255 | 2.6774 | 3032116.4361
4.4 | 0.127 | 128.9069 | 41.3727 | 1.2913 | 6.7327e-05 | -23696.4136 | 2.6843 | 2874983.0685
4.5 | 0.12467 | 126.5111 | 40.9394 | 1.2913 | 6.661e-05 | -22897.813 | 2.6914 | 2724794.4818
4.6 | 0.12237 | 124.1411 | 40.5073 | 1.2913 | 6.5895e-05 | -22120.2741 | 2.6985 | 2581335.1934
4.7 | 0.12009 | 121.7974 | 40.0765 | 1.2912 | 6.5183e-05 | -21363.6102 | 2.7057 | 2444391.9598
4.8 | 0.11783 | 119.4803 | 39.6471 | 1.2911 | 6.4472e-05 | -20627.4965 | 2.713 | 2313731.0535
4.9 | 0.1156 | 117.1902 | 39.2193 | 1.2908 | 6.3765e-05 | -19911.741 | 2.7204 | 2189147.2544
5 | 0.1134 | 114.9278 | 38.7931 | 1.2905 | 6.3059e-05 | -19216.1429 | 2.7278 | 2070437.6912
5.1 | 0.11123 | 112.6934 | 38.3687 | 1.29 | 6.2357e-05 | -18540.3739 | 2.7353 | 1957382.2333
5.2 | 0.10908 | 110.4875 | 37.9461 | 1.2895 | 6.1658e-05 | -17884.2265 | 2.7429 | 1849785.9502
5.3 | 0.10697 | 108.3107 | 37.5256 | 1.2889 | 6.0963e-05 | -17247.4841 | 2.7506 | 1747456.4092
5.4 | 0.10488 | 106.1633 | 37.1073 | 1.2881 | 6.0271e-05 | -16629.812 | 2.7583 | 1650186.8566
5.5 | 0.10282 | 104.0459 | 36.6912 | 1.2873 | 5.9582e-05 | -16030.9853 | 2.7661 | 1557792.8094
5.6 | 0.10079 | 101.9591 | 36.2777 | 1.2863 | 5.8898e-05 | -15450.7694 | 2.7739 | 1470092.4647
5.7 | 0.098787 | 99.9032 | 35.8667 | 1.2852 | 5.8218e-05 | -14888.8215 | 2.7819 | 1386892.3608
5.8 | 0.096818 | 97.8787 | 35.4584 | 1.284 | 5.7543e-05 | -14344.8975 | 2.7898 | 1308018.729
5.9 | 0.09488 | 95.8862 | 35.0531 | 1.2827 | 5.6873e-05 | -13818.7436 | 2.7979 | 1233300.6864
6 | 0.092973 | 93.9261 | 34.6509 | 1.2812 | 5.6208e-05 | -13310.0071 | 2.806 | 1162558.0861
6.1 | 0.13751 | 138.8834 | 43.3119 | 1.2249 | 7.0246e-05 | -27567.8941 | 2.6565 | 3558159.8071
6.2 | 0.13558 | 136.9022 | 42.9658 | 1.2239 | 6.9673e-05 | -26858.4194 | 2.6618 | 3414911.0067
6.3 | 0.13368 | 134.9455 | 42.6218 | 1.2228 | 6.9104e-05 | -26166.1389 | 2.6672 | 3277170.0923
6.4 | 0.1318 | 133.0137 | 42.2801 | 1.2217 | 6.8539e-05 | -25490.8512 | 2.6726 | 3144771.5346
6.5 | 0.12994 | 131.1069 | 41.9408 | 1.2205 | 6.7978e-05 | -24832.3504 | 2.678 | 3017552.2909
6.6 | 0.12811 | 129.2251 | 41.6038 | 1.2193 | 6.7421e-05 | -24190.3126 | 2.6834 | 2895330.449
6.7 | 0.12631 | 127.3686 | 41.2693 | 1.218 | 6.6868e-05 | -23564.532 | 2.6889 | 2777950.6765
6.8 | 0.12453 | 125.5377 | 40.9374 | 1.2167 | 6.6319e-05 | -22954.7979 | 2.6943 | 2665260.1306
6.9 | 0.12277 | 123.7321 | 40.6081 | 1.2153 | 6.5775e-05 | -22360.7906 | 2.6998 | 2557089.5793
7 | 0.12104 | 121.9523 | 40.2814 | 1.2139 | 6.5235e-05 | -21782.2992 | 2.7053 | 2453293.6432
7.1 | 0.11933 | 120.1984 | 39.9576 | 1.2124 | 6.4699e-05 | -21219.1085 | 2.7108 | 2353729.4421
7.2 | 0.11765 | 118.4704 | 39.6365 | 1.2108 | 6.4168e-05 | -20670.9024 | 2.7163 | 2258239.9469
7.3 | 0.116 | 116.7684 | 39.3183 | 1.2092 | 6.3643e-05 | -20137.4652 | 2.7218 | 2166689.5177
7.4 | 0.11437 | 115.0927 | 39.0031 | 1.2075 | 6.3122e-05 | -19618.577 | 2.7273 | 2078945.0239
7.5 | 0.11276 | 113.4432 | 38.6909 | 1.2058 | 6.2606e-05 | -19113.9254 | 2.7328 | 1994861.1996
7.6 | 0.11119 | 111.8201 | 38.3818 | 1.204 | 6.2095e-05 | -18623.2902 | 2.7383 | 1914311.9456
7.7 | 0.10963 | 110.2235 | 38.0759 | 1.2021 | 6.159e-05 | -18146.4476 | 2.7438 | 1837173.6782
7.8 | 0.10811 | 108.6534 | 37.7732 | 1.2002 | 6.109e-05 | -17683.0885 | 2.7493 | 1763312.4767
7.9 | 0.10661 | 107.1098 | 37.4739 | 1.1983 | 6.0595e-05 | -17232.9893 | 2.7549 | 1692611.584
8 | 0.10513 | 105.593 | 37.1779 | 1.1963 | 6.0106e-05 | -16795.9226 | 2.7604 | 1624956.7563
8.1 | 0.10368 | 104.1027 | 36.8853 | 1.1942 | 5.9623e-05 | -16371.5835 | 2.7659 | 1560225.0073
8.2 | 0.10226 | 102.6392 | 36.5963 | 1.1921 | 5.9146e-05 | -15959.7454 | 2.7714 | 1498308.71
8.3 | 0.10086 | 101.2024 | 36.3108 | 1.1899 | 5.8674e-05 | -15560.1789 | 2.7768 | 1439102.7359
8.4 | 0.099489 | 99.7923 | 36.0289 | 1.1876 | 5.8209e-05 | -15172.5836 | 2.7823 | 1382494.6167
8.5 | 0.098144 | 98.4089 | 35.7507 | 1.1854 | 5.775e-05 | -14796.7313 | 2.7877 | 1328385.6179
8.6 | 0.096825 | 97.0522 | 35.4763 | 1.183 | 5.7297e-05 | -14432.3913 | 2.7932 | 1276679.4729
8.7 | 0.095531 | 95.7221 | 35.2057 | 1.1806 | 5.685e-05 | -14079.2692 | 2.7986 | 1227273.7982
8.8 | 0.094264 | 94.4186 | 34.9389 | 1.1782 | 5.641e-05 | -13737.1363 | 2.8039 | 1180078.4793
8.9 | 0.093022 | 93.1417 | 34.676 | 1.1757 | 5.5976e-05 | -13405.7623 | 2.8093 | 1135005.8205
9 | 0.091806 | 91.8911 | 34.417 | 1.1732 | 5.5549e-05 | -13084.8594 | 2.8146 | 1091963.0653
9.1 | 0.090616 | 90.6668 | 34.1621 | 1.1707 | 5.5129e-05 | -12774.2003 | 2.8199 | 1050868.4048
9.2 | 0.089451 | 89.4688 | 33.9112 | 1.1681 | 5.4715e-05 | -12473.5565 | 2.8252 | 1011642.3806
9.3 | 0.088312 | 88.2968 | 33.6643 | 1.1654 | 5.4308e-05 | -12182.6481 | 2.8304 | 974201.3752
9.4 | 0.087198 | 87.1507 | 33.4215 | 1.1628 | 5.3908e-05 | -11901.2507 | 2.8356 | 938471.5264
9.5 | 0.086108 | 86.0305 | 33.1829 | 1.1601 | 5.3515e-05 | -11629.1394 | 2.8407 | 904381.2344
9.6 | 0.085044 | 84.9357 | 32.9485 | 1.1574 | 5.3129e-05 | -11366.0432 | 2.8458 | 871855.5023
9.7 | 0.084004 | 83.8664 | 32.7182 | 1.1546 | 5.2749e-05 | -11111.7424 | 2.8508 | 840828.0112
9.8 | 0.082989 | 82.8223 | 32.4922 | 1.1519 | 5.2377e-05 | -10866.0171 | 2.8558 | 811234.5984
9.9 | 0.081999 | 81.803 | 32.2704 | 1.1491 | 5.2012e-05 | -10628.6068 | 2.8608 | 783008.3398
10 | 0.081032 | 80.8085 | 32.0528 | 1.1463 | 5.1654e-05 | -10399.2976 | 2.8657 | 756090.0161
10.1 | 0.080089 | 79.8386 | 31.8395 | 1.1434 | 5.1303e-05 | -10177.8766 | 2.8706 | 730422.4421
10.2 | 0.079169 | 78.8927 | 31.6304 | 1.1406 | 5.0958e-05 | -9964.0946 | 2.8753 | 705946.1956
10.3 | 0.078273 | 77.9708 | 31.4256 | 1.1378 | 5.0621e-05 | -9757.7452 | 2.8801 | 682608.6799
10.4 | 0.0774 | 77.0726 | 31.225 | 1.1349 | 5.0292e-05 | -9558.6236 | 2.8848 | 660359.1973
10.5 | 0.07655 | 76.1977 | 31.0287 | 1.1321 | 4.9969e-05 | -9366.493 | 2.8894 | 639145.2403
10.6 | 0.075722 | 75.3458 | 30.8366 | 1.1293 | 4.9653e-05 | -9181.1559 | 2.8939 | 618920.3339
10.7 | 0.074916 | 74.5167 | 30.6488 | 1.1264 | 4.9344e-05 | -9002.4167 | 2.8984 | 599639.7576
10.8 | 0.074131 | 73.7098 | 30.4651 | 1.1236 | 4.9042e-05 | -8830.0519 | 2.9028 | 581257.3251
10.9 | 0.073369 | 72.925 | 30.2857 | 1.1208 | 4.8748e-05 | -8663.8737 | 2.9072 | 563732.1684
11 | 0.072627 | 72.1619 | 30.1104 | 1.118 | 4.846e-05 | -8503.6967 | 2.9115 | 547025.0242
11.1 | 0.071906 | 71.4201 | 29.9392 | 1.1152 | 4.8178e-05 | -8349.3113 | 2.9157 | 531095.4376
11.2 | 0.071205 | 70.6992 | 29.7721 | 1.1124 | 4.7904e-05 | -8200.5404 | 2.9198 | 515907.6303
11.3 | 0.070525 | 69.999 | 29.6092 | 1.1097 | 4.7637e-05 | -8057.2094 | 2.9239 | 501427.2777
11.4 | 0.069864 | 69.3188 | 29.4502 | 1.1069 | 4.7376e-05 | -7919.1229 | 2.9279 | 487619.0798
11.5 | 0.069222 | 68.6585 | 29.2952 | 1.1043 | 4.7121e-05 | -7786.1148 | 2.9318 | 474451.8388
11.6 | 0.068599 | 68.0177 | 29.1442 | 1.1016 | 4.6874e-05 | -7658.0222 | 2.9357 | 461895.662
11.7 | 0.067995 | 67.3958 | 28.997 | 1.0989 | 4.6632e-05 | -7534.6635 | 2.9395 | 449919.8503
11.8 | 0.067408 | 66.7925 | 28.8537 | 1.0963 | 4.6398e-05 | -7415.8844 | 2.9432 | 438497.2946
11.9 | 0.06684 | 66.2075 | 28.7143 | 1.0938 | 4.6169e-05 | -7301.5333 | 2.9468 | 427602.0476
12 | 0.066289 | 65.6402 | 28.5785 | 1.0912 | 4.5946e-05 | -7191.4429 | 2.9503 | 417207.4875
12.1 | 0.13198 | 130.6635 | 42.3156 | 1.0663 | 6.8028e-05 | -25889.3401 | 2.6793 | 2988454.6553
12.2 | 0.13139 | 130.0591 | 42.2077 | 1.065 | 6.7852e-05 | -25678.4185 | 2.681 | 2949091.698
12.3 | 0.13081 | 129.4671 | 42.1018 | 1.0638 | 6.7678e-05 | -25472.5854 | 2.6827 | 2910862.3154
12.4 | 0.13025 | 128.8873 | 41.9979 | 1.0626 | 6.7508e-05 | -25271.742 | 2.6844 | 2873735.47
12.5 | 0.1297 | 128.3196 | 41.896 | 1.0614 | 6.7341e-05 | -25075.7903 | 2.6861 | 2837680.8556
12.6 | 0.12916 | 127.7637 | 41.796 | 1.0603 | 6.7177e-05 | -24884.5996 | 2.6877 | 2802662.741
12.7 | 0.12863 | 127.2194 | 41.6979 | 1.0591 | 6.7017e-05 | -24698.0762 | 2.6893 | 2768652.7836
12.8 | 0.12811 | 126.6867 | 41.6017 | 1.0579 | 6.6859e-05 | -24516.1272 | 2.6909 | 2735623.3099
12.9 | 0.12761 | 126.1652 | 41.5074 | 1.0568 | 6.6705e-05 | -24338.6293 | 2.6924 | 2703541.6763
13 | 0.12711 | 125.6548 | 41.4149 | 1.0557 | 6.6554e-05 | -24165.4938 | 2.694 | 2672382.005
13.1 | 0.12663 | 125.1555 | 41.3243 | 1.0546 | 6.6405e-05 | -23996.6327 | 2.6955 | 2642119.0298
13.2 | 0.12615 | 124.6668 | 41.2354 | 1.0535 | 6.626e-05 | -23831.93 | 2.6969 | 2612722.9287
13.3 | 0.12569 | 124.1887 | 41.1484 | 1.0524 | 6.6118e-05 | -23671.3017 | 2.6984 | 2584170.0754
13.4 | 0.12523 | 123.7211 | 41.0631 | 1.0513 | 6.5978e-05 | -23514.6645 | 2.6998 | 2556437.4009
13.5 | 0.12479 | 123.2637 | 40.9795 | 1.0503 | 6.5841e-05 | -23361.9092 | 2.7012 | 2529497.6593
13.6 | 0.12435 | 122.8163 | 40.8976 | 1.0492 | 6.5707e-05 | -23212.9565 | 2.7026 | 2503329.2777
13.7 | 0.12393 | 122.3788 | 40.8175 | 1.0482 | 6.5576e-05 | -23067.7275 | 2.7039 | 2477911.1906
13.8 | 0.12351 | 121.951 | 40.7389 | 1.0472 | 6.5448e-05 | -22926.1197 | 2.7053 | 2453218.5009
13.9 | 0.1231 | 121.5328 | 40.662 | 1.0462 | 6.5322e-05 | -22788.058 | 2.7066 | 2429231.5062
14 | 0.12271 | 121.1239 | 40.5868 | 1.0452 | 6.5199e-05 | -22653.4681 | 2.7078 | 2405930.9654
14.1 | 0.12232 | 120.7242 | 40.5131 | 1.0443 | 6.5079e-05 | -22522.2534 | 2.7091 | 2383294.121
14.2 | 0.12194 | 120.3335 | 40.441 | 1.0433 | 6.4961e-05 | -22394.3431 | 2.7103 | 2361302.9725
14.3 | 0.12157 | 119.9517 | 40.3704 | 1.0424 | 6.4845e-05 | -22269.6671 | 2.7115 | 2339939.9381
14.4 | 0.12121 | 119.5786 | 40.3013 | 1.0415 | 6.4733e-05 | -22148.1347 | 2.7127 | 2319184.2078
14.5 | 0.12085 | 119.2141 | 40.2337 | 1.0406 | 6.4622e-05 | -22029.6789 | 2.7139 | 2299019.3278
14.6 | 0.12051 | 118.8579 | 40.1676 | 1.0397 | 6.4514e-05 | -21914.2338 | 2.715 | 2279429.2238
14.7 | 0.12017 | 118.5099 | 40.1029 | 1.0388 | 6.4409e-05 | -21801.714 | 2.7161 | 2260394.8573
14.8 | 0.11984 | 118.17 | 40.0397 | 1.0379 | 6.4305e-05 | -21692.0565 | 2.7172 | 2241901.1787
14.9 | 0.11951 | 117.838 | 39.9778 | 1.0371 | 6.4204e-05 | -21585.1989 | 2.7183 | 2223933.4826
15 | 0.1192 | 117.5137 | 39.9173 | 1.0363 | 6.4105e-05 | -21481.0613 | 2.7193 | 2206474.3401
15.1 | 0.11889 | 117.197 | 39.8582 | 1.0354 | 6.4009e-05 | -21379.5841 | 2.7204 | 2189509.9763
15.2 | 0.11859 | 116.8877 | 39.8003 | 1.0346 | 6.3914e-05 | -21280.7086 | 2.7214 | 2173026.9275
15.3 | 0.1183 | 116.5858 | 39.7438 | 1.0338 | 6.3822e-05 | -21184.3597 | 2.7224 | 2157009.2275
15.4 | 0.11801 | 116.2909 | 39.6886 | 1.0331 | 6.3732e-05 | -21090.4813 | 2.7233 | 2141444.2572
15.5 | 0.11773 | 116.0031 | 39.6346 | 1.0323 | 6.3644e-05 | -20999.018 | 2.7243 | 2126319.6792
15.6 | 0.11746 | 115.722 | 39.5818 | 1.0316 | 6.3558e-05 | -20909.8994 | 2.7252 | 2111620.856
15.7 | 0.11719 | 115.4477 | 39.5302 | 1.0308 | 6.3473e-05 | -20823.0725 | 2.7261 | 2097336.2169
15.8 | 0.11693 | 115.18 | 39.4798 | 1.0301 | 6.3391e-05 | -20738.4851 | 2.727 | 2083454.446
15.9 | 0.11668 | 114.9186 | 39.4306 | 1.0294 | 6.3311e-05 | -20656.0713 | 2.7279 | 2069962.1127
16 | 0.11643 | 114.6635 | 39.3825 | 1.0287 | 6.3232e-05 | -20575.781 | 2.7287 | 2056848.5977
16.1 | 0.11619 | 114.4146 | 39.3355 | 1.0281 | 6.3156e-05 | -20497.5651 | 2.7295 | 2044103.5122
16.2 | 0.11595 | 114.1717 | 39.2896 | 1.0274 | 6.3081e-05 | -20421.3616 | 2.7303 | 2031714.5228
16.3 | 0.11572 | 113.9346 | 39.2448 | 1.0267 | 6.3008e-05 | -20347.1236 | 2.7311 | 2019671.8738
16.4 | 0.1155 | 113.7033 | 39.201 | 1.0261 | 6.2936e-05 | -20274.8046 | 2.7319 | 2007966.019
16.5 | 0.11528 | 113.4775 | 39.1582 | 1.0255 | 6.2867e-05 | -20204.3465 | 2.7327 | 1996585.6234
16.6 | 0.11506 | 113.2572 | 39.1165 | 1.0249 | 6.2798e-05 | -20135.7052 | 2.7334 | 1985521.7171
16.7 | 0.11485 | 113.0423 | 39.0757 | 1.0243 | 6.2732e-05 | -20068.8368 | 2.7341 | 1974765.5206
16.8 | 0.11465 | 112.8326 | 39.0359 | 1.0237 | 6.2667e-05 | -20003.687 | 2.7349 | 1964306.6092
16.9 | 0.11445 | 112.628 | 38.997 | 1.0231 | 6.2604e-05 | -19940.2139 | 2.7356 | 1954136.7293
17 | 0.11426 | 112.4284 | 38.959 | 1.0226 | 6.2542e-05 | -19878.3767 | 2.7362 | 1944247.8017
17.1 | 0.11407 | 112.2337 | 38.9219 | 1.022 | 6.2481e-05 | -19818.124 | 2.7369 | 1934630.233
17.2 | 0.11388 | 112.0436 | 38.8857 | 1.0215 | 6.2422e-05 | -19759.4169 | 2.7375 | 1925276.4253
17.3 | 0.1137 | 111.8582 | 38.8504 | 1.021 | 6.2365e-05 | -19702.2166 | 2.7382 | 1916178.9406
17.4 | 0.11353 | 111.6773 | 38.8159 | 1.0205 | 6.2308e-05 | -19646.4752 | 2.7388 | 1907328.948
17.5 | 0.11336 | 111.5008 | 38.7822 | 1.02 | 6.2253e-05 | -19592.156 | 2.7394 | 1898719.4518
17.6 | 0.11319 | 111.3286 | 38.7493 | 1.0195 | 6.22e-05 | -19539.2227 | 2.74 | 1890343.6043
17.7 | 0.11303 | 111.1605 | 38.7172 | 1.019 | 6.2147e-05 | -19487.6305 | 2.7406 | 1882193.2757
17.8 | 0.11287 | 110.9965 | 38.6858 | 1.0186 | 6.2096e-05 | -19437.3448 | 2.7411 | 1874262.0264
17.9 | 0.11271 | 110.8364 | 38.6551 | 1.0181 | 6.2046e-05 | -19388.3317 | 2.7417 | 1866543.5549
18 | 0.11256 | 110.6803 | 38.6252 | 1.0177 | 6.1998e-05 | -19340.5493 | 2.7422 | 1859030.3789

## kuroda_micro_trend
global_length_domain | velocity | Re | Sh | cp_modulus | K | deltaP | f | Pn
0.1 | 0.24699 | 252.2165 | 65.517 | 1.2282 | 0.00010715 | -43218.8171 | 1.2992 | 10422366.5607
0.2 | 0.24398 | 249.1324 | 65.1184 | 1.2287 | 0.00010649 | -42286.0005 | 1.3026 | 10070668.6583
0.3 | 0.241 | 246.061 | 64.719 | 1.2293 | 0.00010583 | -41365.9941 | 1.306 | 9728089.8821
0.4 | 0.23802 | 243.0027 | 64.3188 | 1.2298 | 0.00010517 | -40458.7762 | 1.3094 | 9394485.0208
0.5 | 0.23506 | 239.9576 | 63.9178 | 1.2303 | 0.0001045 | -39564.3235 | 1.3129 | 9069709.0701
0.6 | 0.23211 | 236.9254 | 63.5161 | 1.2308 | 0.00010384 | -38682.454 | 1.3164 | 8753561.2528
0.7 | 0.22917 | 233.9065 | 63.1135 | 1.2313 | 0.00010317 | -37813.1481 | 1.3199 | 8445901.6201
0.8 | 0.22624 | 230.901 | 62.7102 | 1.2319 | 0.00010251 | -36956.3849 | 1.3235 | 8146590.369
0.9 | 0.22333 | 227.9086 | 62.306 | 1.2324 | 0.00010184 | -36111.9911 | 1.3271 | 7855436.3145
1 | 0.22043 | 224.9296 | 61.901 | 1.233 | 0.00010117 | -35279.949 | 1.3308 | 7572304.3409
1.1 | 0.21755 | 221.9643 | 61.4953 | 1.2335 | 0.0001005 | -34460.2394 | 1.3345 | 7297059.4268
1.2 | 0.21468 | 219.0124 | 61.0887 | 1.2341 | 9.9822e-05 | -33652.6975 | 1.3383 | 7029519.3226
1.3 | 0.21182 | 216.0742 | 60.6812 | 1.2346 | 9.9148e-05 | -32857.3069 | 1.3421 | 6769553.3541
1.4 | 0.20897 | 213.1499 | 60.273 | 1.2352 | 9.8472e-05 | -32074.0499 | 1.3459 | 6517030.8995
1.5 | 0.20614 | 210.2394 | 59.8639 | 1.2357 | 9.7795e-05 | -31302.7692 | 1.3498 | 6271778.0348
1.6 | 0.20332 | 207.343 | 59.454 | 1.2363 | 9.7116e-05 | -30543.4497 | 1.3538 | 6033668.173
1.7 | 0.20052 | 204.4609 | 59.0432 | 1.2368 | 9.6436e-05 | -29796.0744 | 1.3578 | 5802574.7465
1.8 | 0.19773 | 201.593 | 58.6317 | 1.2374 | 9.5755e-05 | -29060.4932 | 1.3618 | 5578331.5932
1.9 | 0.19495 | 198.7395 | 58.2193 | 1.2379 | 9.5072e-05 | -28336.6915 | 1.3659 | 5360815.8957
2 | 0.19219 | 195.9008 | 57.8061 | 1.2385 | 9.4388e-05 | -27624.6527 | 1.37 | 5149904.8323
2.1 | 0.18944 | 193.0768 | 57.3921 | 1.239 | 9.3703e-05 | -26924.2333 | 1.3742 | 4945439.4843
2.2 | 0.18671 | 190.2677 | 56.9774 | 1.2396 | 9.3016e-05 | -26235.4187 | 1.3784 | 4747300.5227
2.3 | 0.18399 | 187.474 | 56.5618 | 1.2401 | 9.2328e-05 | -25558.192 | 1.3827 | 4555368.6008
2.4 | 0.18128 | 184.6955 | 56.1455 | 1.2406 | 9.1638e-05 | -24892.4157 | 1.3871 | 4369491.5694
2.5 | 0.1786 | 181.9325 | 55.7284 | 1.2411 | 9.0948e-05 | -24238.0746 | 1.3914 | 4189553.3444
2.6 | 0.17592 | 179.1855 | 55.3106 | 1.2416 | 9.0256e-05 | -23595.1511 | 1.3959 | 4015437.8202
2.7 | 0.17327 | 176.4543 | 54.892 | 1.2421 | 8.9562e-05 | -22963.5128 | 1.4004 | 3846999.1889
2.8 | 0.17062 | 173.7394 | 54.4727 | 1.2426 | 8.8868e-05 | -22343.1434 | 1.405 | 3684124.4054
2.9 | 0.168 | 171.0411 | 54.0528 | 1.2431 | 8.8172e-05 | -21734.0237 | 1.4096 | 3526700.4104
3 | 0.16539 | 168.3594 | 53.6322 | 1.2436 | 8.7476e-05 | -21136.0258 | 1.4143 | 3374587.3541
3.1 | 0.1628 | 165.6948 | 53.211 | 1.244 | 8.6778e-05 | -20549.1315 | 1.419 | 3227675.0644
3.2 | 0.16022 | 163.0476 | 52.7891 | 1.2444 | 8.6079e-05 | -19973.3195 | 1.4238 | 3085853.3732
3.3 | 0.15766 | 160.4178 | 52.3667 | 1.2448 | 8.5379e-05 | -19408.4656 | 1.4287 | 2948988.0529
3.4 | 0.15512 | 157.806 | 51.9438 | 1.2452 | 8.4678e-05 | -18854.5487 | 1.4336 | 2816971.6788
3.5 | 0.1526 | 155.2125 | 51.5204 | 1.2456 | 8.3977e-05 | -18311.5448 | 1.4386 | 2689696.8607
3.6 | 0.15009 | 152.6373 | 51.0965 | 1.2459 | 8.3274e-05 | -17779.3323 | 1.4437 | 2567034.7052
3.7 | 0.1476 | 150.0811 | 50.6722 | 1.2462 | 8.2571e-05 | -17257.8866 | 1.4488 | 2448880.4527
3.8 | 0.14514 | 147.5442 | 50.2475 | 1.2465 | 8.1867e-05 | -16747.1798 | 1.454 | 2335129.4212
3.9 | 0.14269 | 145.0268 | 49.8225 | 1.2467 | 8.1163e-05 | -16247.0921 | 1.4593 | 2225657.814
4 | 0.14026 | 142.5293 | 49.3973 | 1.2469 | 8.0458e-05 | -15757.5946 | 1.4646 | 2120363.4988
4.1 | 0.13785 | 140.0522 | 48.9719 | 1.2471 | 7.9753e-05 | -15278.6546 | 1.47 | 2019144.4784
4.2 | 0.13546 | 137.5958 | 48.5463 | 1.2472 | 7.9047e-05 | -14810.1528 | 1.4755 | 1921881.8672
4.3 | 0.13309 | 135.1605 | 48.1207 | 1.2473 | 7.8342e-05 | -14352.055 | 1.481 | 1828476.1702
4.4 | 0.13074 | 132.747 | 47.6951 | 1.2473 | 7.7636e-05 | -13904.3228 | 1.4867 | 1738828.0993
4.5 | 0.12841 | 130.3552 | 47.2695 | 1.2473 | 7.6931e-05 | -13466.8365 | 1.4924 | 1652823.5489
4.6 | 0.12611 | 127.9859 | 46.8441 | 1.2473 | 7.6226e-05 | -13039.5551 | 1.4981 | 1570365.7211
4.7 | 0.12382 | 125.6397 | 46.419 | 1.2471 | 7.5521e-05 | -12622.4336 | 1.5039 | 1491358.1111
4.8 | 0.12156 | 123.3166 | 45.9942 | 1.247 | 7.4816e-05 | -12215.3506 | 1.5098 | 1415691.3186
4.9 | 0.11933 | 121.0174 | 45.5699 | 1.2467 | 7.4113e-05 | -11818.2574 | 1.5158 | 1343271.3534
5 | 0.11711 | 118.7427 | 45.1461 | 1.2464 | 7.341e-05 | -11431.1011 | 1.5219 | 1274004.6205
5.1 | 0.11493 | 116.4926 | 44.723 | 1.246 | 7.2708e-05 | -11053.7572 | 1.528 | 1207786.4073
5.2 | 0.11276 | 114.2678 | 44.3006 | 1.2456 | 7.2008e-05 | -10686.1685 | 1.5342 | 1144525.6939
5.3 | 0.11062 | 112.069 | 43.8791 | 1.245 | 7.1309e-05 | -10328.2728 | 1.5405 | 1084131.9733
5.4 | 0.10851 | 109.8963 | 43.4586 | 1.2444 | 7.0612e-05 | -9979.9414 | 1.5468 | 1026505.2603
5.5 | 0.10642 | 107.7506 | 43.0393 | 1.2437 | 6.9916e-05 | -9641.1071 | 1.5532 | 971557.7194
5.6 | 0.10436 | 105.6323 | 42.6213 | 1.2429 | 6.9223e-05 | -9311.6976 | 1.5597 | 919202.1598
5.7 | 0.10233 | 103.5418 | 42.2046 | 1.2421 | 6.8532e-05 | -8991.5788 | 1.5663 | 869343.4187
5.8 | 0.10032 | 101.4798 | 41.7896 | 1.2411 | 6.7844e-05 | -8680.6723 | 1.5729 | 821897.1066
5.9 | 0.098343 | 99.4469 | 41.3763 | 1.24 | 6.7158e-05 | -8378.8947 | 1.5796 | 776779.6236
6 | 0.096394 | 97.4434 | 40.9649 | 1.2388 | 6.6476e-05 | -8086.1051 | 1.5864 | 733900.7741
6.1 | 0.14261 | 144.1313 | 49.8276 | 1.1957 | 8.0846e-05 | -16304.6796 | 1.4612 | 2187530.0821
6.2 | 0.14066 | 142.1193 | 49.485 | 1.195 | 8.0278e-05 | -15909.2826 | 1.4655 | 2103392.4416
6.3 | 0.13872 | 140.129 | 49.1437 | 1.1941 | 7.9712e-05 | -15522.3813 | 1.4699 | 2022235.0909
6.4 | 0.13681 | 138.1608 | 48.8039 | 1.1933 | 7.9148e-05 | -15143.9151 | 1.4742 | 1943981.4439
6.5 | 0.13491 | 136.215 | 48.4655 | 1.1924 | 7.8587e-05 | -14773.8203 | 1.4786 | 1868555.4873
6.6 | 0.13304 | 134.2916 | 48.1287 | 1.1914 | 7.8029e-05 | -14411.9662 | 1.4831 | 1795869.0621
6.7 | 0.13119 | 132.391 | 47.7936 | 1.1904 | 7.7473e-05 | -14058.2874 | 1.4875 | 1725848.8569
6.8 | 0.12937 | 130.5133 | 47.4601 | 1.1894 | 7.692e-05 | -13712.7154 | 1.492 | 1658422.1923
6.9 | 0.12756 | 128.6587 | 47.1284 | 1.1883 | 7.637e-05 | -13375.1192 | 1.4965 | 1593505.6764
7 | 0.12578 | 126.8275 | 46.7986 | 1.1872 | 7.5823e-05 | -13045.4284 | 1.501 | 1531029.3272
7.1 | 0.12402 | 125.0199 | 46.4707 | 1.186 | 7.5279e-05 | -12723.5696 | 1.5055 | 1470923.8555
7.2 | 0.12229 | 123.236 | 46.1448 | 1.1848 | 7.4739e-05 | -12409.411 | 1.5101 | 1413110.5747
7.3 | 0.12058 | 121.4761 | 45.821 | 1.1835 | 7.4202e-05 | -12102.8772 | 1.5146 | 1357522.8958
7.4 | 0.11889 | 119.7404 | 45.4993 | 1.1822 | 7.3669e-05 | -11803.8898 | 1.5192 | 1304094.9834
7.5 | 0.11722 | 118.0289 | 45.1799 | 1.1808 | 7.314e-05 | -11512.3161 | 1.5238 | 1252752.806
7.6 | 0.11558 | 116.3419 | 44.8628 | 1.1794 | 7.2614e-05 | -11228.0758 | 1.5284 | 1203433.2352
7.7 | 0.11397 | 114.6797 | 44.5482 | 1.1779 | 7.2093e-05 | -10951.0854 | 1.533 | 1156073.9544
7.8 | 0.11237 | 113.0422 | 44.236 | 1.1764 | 7.1575e-05 | -10681.2113 | 1.5377 | 1110605.5436
7.9 | 0.11081 | 111.4298 | 43.9264 | 1.1749 | 7.1062e-05 | -10418.3683 | 1.5423 | 1066968.4005
8 | 0.10926 | 109.8425 | 43.6194 | 1.1732 | 7.0554e-05 | -10162.4682 | 1.547 | 1025103.789
8.1 | 0.10774 | 108.2805 | 43.3152 | 1.1716 | 7.0049e-05 | -9913.3764 | 1.5516 | 984946.8568
8.2 | 0.10625 | 106.7438 | 43.0138 | 1.1699 | 6.955e-05 | -9671.003 | 1.5563 | 946441.5855
8.3 | 0.10478 | 105.2327 | 42.7153 | 1.1681 | 6.9056e-05 | -9435.2556 | 1.561 | 909532.8711
8.4 | 0.10333 | 103.7471 | 42.4198 | 1.1663 | 6.8566e-05 | -9205.9987 | 1.5656 | 874160.3803
8.5 | 0.10192 | 102.2872 | 42.1274 | 1.1644 | 6.8082e-05 | -8983.1384 | 1.5703 | 840271.7221
8.6 | 0.10052 | 100.8532 | 41.8381 | 1.1625 | 6.7603e-05 | -8766.578 | 1.575 | 807815.4604
8.7 | 0.099151 | 99.4449 | 41.552 | 1.1606 | 6.7129e-05 | -8556.1819 | 1.5796 | 776735.7205
8.8 | 0.097807 | 98.0625 | 41.2692 | 1.1586 | 6.6661e-05 | -8351.8523 | 1.5843 | 746983.763
8.9 | 0.096488 | 96.7061 | 40.9898 | 1.1566 | 6.6199e-05 | -8153.4894 | 1.5889 | 718511.8338
9 | 0.095194 | 95.3755 | 40.7139 | 1.1545 | 6.5742e-05 | -7960.9574 | 1.5936 | 691268.4395
9.1 | 0.093926 | 94.0709 | 40.4415 | 1.1524 | 6.5291e-05 | -7774.1557 | 1.5982 | 665208.4917
9.2 | 0.092683 | 92.7922 | 40.1727 | 1.1502 | 6.4847e-05 | -7592.9818 | 1.6028 | 640287.9061
9.3 | 0.091465 | 91.5394 | 39.9075 | 1.148 | 6.4408e-05 | -7417.3006 | 1.6073 | 616459.4723
9.4 | 0.090272 | 90.3124 | 39.6461 | 1.1458 | 6.3976e-05 | -7247.0093 | 1.6119 | 593681.7228
9.5 | 0.089104 | 89.1113 | 39.3884 | 1.1435 | 6.355e-05 | -7082.0036 | 1.6164 | 571914.2015
9.6 | 0.087961 | 87.9359 | 39.1346 | 1.1412 | 6.313e-05 | -6922.1497 | 1.621 | 551113.8573
9.7 | 0.086843 | 86.786 | 38.8847 | 1.1389 | 6.2717e-05 | -6767.3435 | 1.6255 | 531242.7829
9.8 | 0.08575 | 85.6618 | 38.6388 | 1.1365 | 6.2311e-05 | -6617.4798 | 1.6299 | 512264.0756
9.9 | 0.084682 | 84.5628 | 38.3969 | 1.1342 | 6.1911e-05 | -6472.427 | 1.6343 | 494138.6945
10 | 0.083638 | 83.4891 | 38.159 | 1.1318 | 6.1518e-05 | -6332.0807 | 1.6387 | 476832.1983
10.1 | 0.082618 | 82.4406 | 37.9252 | 1.1294 | 6.1132e-05 | -6196.3355 | 1.6431 | 460311.1311
10.2 | 0.081623 | 81.4169 | 37.6955 | 1.1269 | 6.0752e-05 | -6065.0629 | 1.6474 | 444540.2864
10.3 | 0.080652 | 80.4179 | 37.47 | 1.1245 | 6.038e-05 | -5938.159 | 1.6517 | 429488.5629
10.4 | 0.079705 | 79.4434 | 37.2487 | 1.122 | 6.0015e-05 | -5815.5196 | 1.6559 | 415125.8138
10.5 | 0.078781 | 78.4932 | 37.0316 | 1.1195 | 5.9657e-05 | -5697.0197 | 1.6601 | 401420.4662
10.6 | 0.077881 | 77.567 | 36.8187 | 1.1171 | 5.9305e-05 | -5582.557 | 1.6642 | 388344.6039
10.7 | 0.077004 | 76.6647 | 36.6101 | 1.1146 | 5.8961e-05 | -5472.0293 | 1.6683 | 375871.2232
10.8 | 0.076149 | 75.7858 | 36.4058 | 1.1121 | 5.8624e-05 | -5365.3159 | 1.6724 | 363972.1633
10.9 | 0.075318 | 74.9302 | 36.2057 | 1.1096 | 5.8294e-05 | -5262.3172 | 1.6764 | 352622.5121
11 | 0.074508 | 74.0975 | 36.0099 | 1.1071 | 5.7972e-05 | -5162.9337 | 1.6803 | 341798.22
11.1 | 0.073721 | 73.2874 | 35.8184 | 1.1047 | 5.7656e-05 | -5067.0498 | 1.6842 | 331474.2995
11.2 | 0.072955 | 72.4996 | 35.6311 | 1.1022 | 5.7348e-05 | -4974.5691 | 1.688 | 321628.6427
11.3 | 0.072211 | 71.7339 | 35.4481 | 1.0997 | 5.7046e-05 | -4885.3957 | 1.6918 | 312239.9462
11.4 | 0.071488 | 70.9897 | 35.2693 | 1.0973 | 5.6752e-05 | -4799.4198 | 1.6955 | 303286.1464
11.5 | 0.070785 | 70.2668 | 35.0948 | 1.0949 | 5.6465e-05 | -4716.5488 | 1.6991 | 294747.7252
11.6 | 0.070103 | 69.5648 | 34.9244 | 1.0925 | 5.6184e-05 | -4636.6912 | 1.7027 | 286605.9059
11.7 | 0.069441 | 68.8834 | 34.7582 | 1.0901 | 5.5911e-05 | -4559.743 | 1.7063 | 278841.2944
11.8 | 0.068798 | 68.2221 | 34.5962 | 1.0877 | 5.5644e-05 | -4485.6165 | 1.7097 | 271436.7398
11.9 | 0.068175 | 67.5806 | 34.4382 | 1.0854 | 5.5384e-05 | -4414.2248 | 1.7131 | 264375.7678
12 | 0.06757 | 66.9585 | 34.2843 | 1.0831 | 5.5131e-05 | -4345.4703 | 1.7164 | 257641.3993
12.1 | 0.1345 | 133.2553 | 48.3692 | 1.0621 | 7.7777e-05 | -14901.5148 | 1.4855 | 1757467.8031
12.2 | 0.13387 | 132.6058 | 48.2549 | 1.061 | 7.7589e-05 | -14778.5244 | 1.487 | 1733673.3156
12.3 | 0.13325 | 131.9683 | 48.1424 | 1.06 | 7.7404e-05 | -14658.2445 | 1.4885 | 1710520.3944
12.4 | 0.13264 | 131.3427 | 48.0318 | 1.059 | 7.7222e-05 | -14540.6297 | 1.49 | 1687992.9707
12.5 | 0.13204 | 130.7289 | 47.923 | 1.058 | 7.7044e-05 | -14425.635 | 1.4915 | 1666075.2843
12.6 | 0.13146 | 130.1266 | 47.816 | 1.057 | 7.6868e-05 | -14313.1955 | 1.4929 | 1644748.1325
12.7 | 0.13088 | 129.5357 | 47.7108 | 1.056 | 7.6695e-05 | -14203.2676 | 1.4943 | 1623996.6743
12.8 | 0.13032 | 128.9562 | 47.6074 | 1.055 | 7.6525e-05 | -14095.8077 | 1.4957 | 1603806.3578
12.9 | 0.12977 | 128.3877 | 47.5058 | 1.0541 | 7.6358e-05 | -13990.7541 | 1.4971 | 1584159.4649
13 | 0.12922 | 127.8303 | 47.4058 | 1.0531 | 7.6194e-05 | -13888.0649 | 1.4985 | 1565042.2986
13.1 | 0.12869 | 127.2836 | 47.3077 | 1.0521 | 7.6033e-05 | -13787.6982 | 1.4998 | 1546441.4324
13.2 | 0.12817 | 126.7476 | 47.2112 | 1.0512 | 7.5875e-05 | -13689.5952 | 1.5012 | 1528340.5261
13.3 | 0.12766 | 126.2221 | 47.1164 | 1.0503 | 7.5719e-05 | -13593.7156 | 1.5025 | 1510726.947
13.4 | 0.12716 | 125.707 | 47.0233 | 1.0494 | 7.5567e-05 | -13500.0194 | 1.5038 | 1493588.314
13.5 | 0.12667 | 125.202 | 46.9318 | 1.0484 | 7.5417e-05 | -13408.4506 | 1.505 | 1476909.5643
13.6 | 0.12619 | 124.7071 | 46.842 | 1.0475 | 7.5269e-05 | -13318.9706 | 1.5063 | 1460679.0527
13.7 | 0.12572 | 124.2221 | 46.7539 | 1.0467 | 7.5125e-05 | -13231.5411 | 1.5075 | 1444885.3679
13.8 | 0.12526 | 123.7469 | 46.6673 | 1.0458 | 7.4983e-05 | -13146.1088 | 1.5087 | 1429514.6295
13.9 | 0.1248 | 123.2812 | 46.5823 | 1.0449 | 7.4843e-05 | -13062.6369 | 1.5099 | 1414556.1071
14 | 0.12436 | 122.825 | 46.4989 | 1.0441 | 7.4706e-05 | -12981.0887 | 1.5111 | 1399999.2875
14.1 | 0.12393 | 122.378 | 46.417 | 1.0432 | 7.4572e-05 | -12901.4138 | 1.5123 | 1385831.3827
14.2 | 0.1235 | 121.9402 | 46.3366 | 1.0424 | 7.4441e-05 | -12823.5769 | 1.5134 | 1372042.5086
14.3 | 0.12308 | 121.5113 | 46.2578 | 1.0416 | 7.4311e-05 | -12747.543 | 1.5145 | 1358622.9821
14.4 | 0.12268 | 121.0913 | 46.1804 | 1.0408 | 7.4185e-05 | -12673.2643 | 1.5156 | 1345561.0236
14.5 | 0.12228 | 120.68 | 46.1045 | 1.04 | 7.406e-05 | -12600.7071 | 1.5167 | 1332847.5307
14.6 | 0.12189 | 120.2772 | 46.0301 | 1.0392 | 7.3938e-05 | -12529.8382 | 1.5178 | 1320473.5862
14.7 | 0.1215 | 119.8828 | 45.9571 | 1.0384 | 7.3819e-05 | -12460.6121 | 1.5188 | 1308428.3403
14.8 | 0.12113 | 119.4967 | 45.8855 | 1.0376 | 7.3701e-05 | -12392.997 | 1.5199 | 1296703.4114
14.9 | 0.12076 | 119.1186 | 45.8153 | 1.0369 | 7.3587e-05 | -12326.9609 | 1.5209 | 1285290.5885
15 | 0.1204 | 118.7485 | 45.7465 | 1.0361 | 7.3474e-05 | -12262.4612 | 1.5219 | 1274179.8781
15.1 | 0.12005 | 118.3862 | 45.679 | 1.0354 | 7.3363e-05 | -12199.4673 | 1.5228 | 1263363.5623
15.2 | 0.1197 | 118.0316 | 45.6128 | 1.0347 | 7.3255e-05 | -12137.949 | 1.5238 | 1252834.0806
15.3 | 0.11937 | 117.6845 | 45.548 | 1.034 | 7.3149e-05 | -12077.8658 | 1.5247 | 1242582.2273
15.4 | 0.11904 | 117.3448 | 45.4844 | 1.0333 | 7.3045e-05 | -12019.1889 | 1.5257 | 1232600.8954
15.5 | 0.11871 | 117.0124 | 45.4221 | 1.0326 | 7.2943e-05 | -11961.8894 | 1.5266 | 1222883.1228
15.6 | 0.1184 | 116.687 | 45.3611 | 1.0319 | 7.2843e-05 | -11905.9292 | 1.5275 | 1213420.4282
15.7 | 0.11809 | 116.3687 | 45.3013 | 1.0313 | 7.2745e-05 | -11851.2808 | 1.5283 | 1204206.2663
15.8 | 0.11778 | 116.0572 | 45.2427 | 1.0306 | 7.2649e-05 | -11797.917 | 1.5292 | 1195234.2251
15.9 | 0.11749 | 115.7524 | 45.1852 | 1.03 | 7.2555e-05 | -11745.8016 | 1.5301 | 1186496.4893
16 | 0.1172 | 115.4541 | 45.129 | 1.0294 | 7.2463e-05 | -11694.9087 | 1.5309 | 1177987.0298
16.1 | 0.11692 | 115.1624 | 45.0739 | 1.0288 | 7.2373e-05 | -11645.2124 | 1.5317 | 1169699.9401
16.2 | 0.11664 | 114.8769 | 45.0199 | 1.0282 | 7.2285e-05 | -11596.6788 | 1.5325 | 1161628.017
16.3 | 0.11637 | 114.5976 | 44.967 | 1.0276 | 7.2198e-05 | -11549.283 | 1.5333 | 1153765.7057
16.4 | 0.1161 | 114.3244 | 44.9152 | 1.027 | 7.2114e-05 | -11503.0009 | 1.534 | 1146107.5647
16.5 | 0.11584 | 114.0571 | 44.8644 | 1.0264 | 7.2031e-05 | -11457.8001 | 1.5348 | 1138646.9526
16.6 | 0.11559 | 113.7956 | 44.8148 | 1.0259 | 7.1949e-05 | -11413.6575 | 1.5355 | 1131378.7512
16.7 | 0.11534 | 113.5398 | 44.7661 | 1.0253 | 7.187e-05 | -11370.5499 | 1.5363 | 1124297.946
16.8 | 0.1151 | 113.2896 | 44.7184 | 1.0248 | 7.1792e-05 | -11328.4472 | 1.537 | 1117398.4128
16.9 | 0.11486 | 113.0448 | 44.6718 | 1.0242 | 7.1716e-05 | -11287.3272 | 1.5377 | 1110675.4344
17 | 0.11462 | 112.8054 | 44.6261 | 1.0237 | 7.1641e-05 | -11247.1682 | 1.5384 | 1104124.3894
17.1 | 0.1144 | 112.5711 | 44.5813 | 1.0232 | 7.1568e-05 | -11207.9417 | 1.539 | 1097739.6291
17.2 | 0.11417 | 112.342 | 44.5375 | 1.0227 | 7.1496e-05 | -11169.627 | 1.5397 | 1091516.8061
17.3 | 0.11396 | 112.1178 | 44.4945 | 1.0222 | 7.1426e-05 | -11132.2035 | 1.5403 | 1085451.6609
17.4 | 0.11374 | 111.8985 | 44.4525 | 1.0218 | 7.1358e-05 | -11095.6444 | 1.541 | 1079538.9828
17.5 | 0.11353 | 111.684 | 44.4114 | 1.0213 | 7.129e-05 | -11059.9301 | 1.5416 | 1073774.7649
17.6 | 0.11333 | 111.4742 | 44.3711 | 1.0208 | 7.1224e-05 | -11025.0413 | 1.5422 | 1068155.0824
17.7 | 0.11313 | 111.2689 | 44.3316 | 1.0204 | 7.116e-05 | -10990.9528 | 1.5428 | 1062675.1278
17.8 | 0.11294 | 111.068 | 44.293 | 1.02 | 7.1097e-05 | -10957.6462 | 1.5434 | 1057331.2095
17.9 | 0.11275 | 110.8715 | 44.2551 | 1.0195 | 7.1035e-05 | -10925.1034 | 1.544 | 1052119.7114
18 | 0.11256 | 110.6791 | 44.218 | 1.0191 | 7.0975e-05 | -10893.3006 | 1.5445 | 1047036.1992

## cv_results
Variable | CV (%)
LCOW | 3.101
Energy Consumption | 4.0411
Volumetric Recovery | 0
Total membrane area | 0
Average cp (TDS) | 7.5628
Total pressure drop | -31.1047
Average K (TDS) | 51.7356
Average f | 32.0733
Average Re | 0.96234
Average Sh | 51.7393
Average Pn | 31.253
Operating pressure | 3.7188
Outlet bulk concentration | 0.038819
Outlet interface concentration | 1.8297
nfe | 0